## Filtered_Results
OPCO | DistributionorTransmissionServed | Checklist_ID | PEC_IPP_IPP# | PEC_Index | Account_Number | PEC_Dummy_Account | Account_Name | NetMetering_Name | Operational_Status | PEC_DIS | PPorNM_Installed_Capacity_KW_AC | Scheduled_Power_Factor | DistributionHotLineTagClearanceRqd | IP_ ShutdownForFeederSwitchingRqd | VisibleDisconnect | OwnedInterconnectionProtection | Installer_AccountName | InstallerProjectContactFirstName | InstallerProjectContactLastName | Phone | Account_Owner_Name | Prime_Mover | EnergySourceType | FacilityAddress | FacilityCity | FacilityState | FacilityZipCode | FeederNumber | FeederName | SubstationName | Latitude | Longitude | OperationalDate
DEC | Distribution | CHKLIST-11239 |  |  | 1359497 |  | Michaels Carpet | Michaels Carpet | Cancelled |  | 100.44 | [5 empty] | Renewvia Energy Corporation |  |  | (800) 627-8710 | Kelly Duke | Photovoltaic | Solar | 41 Old Country Rd | Greenville | SC | 29607 | 02491207 |  | Market Point Ret 1207 | 40.8205 | -72.6707
DEC | Distribution | CHKLIST-10858 |  |  |  |  | Mallard Solar, LLC | Mallard Solar, LLC - Solar | Fast Track Review In Progress |  | 1000 | [5 empty] | NARENCO |  |  | (704) 804-7911 | Jerry Barton | Photovoltaic | Solar | 5417 Lancaster Hwy | Fort Lawn | SC | 29714 | 72031201 |  | Fort Lawn Ret 1201 | 34.7 | -80.9115
DEP | Distribution | CHKLIST-9876 |  |  | 4499869982 |  | Memonto Mori LLC | Memento Mori LLC - Solar | Under Construction |  | 34.2 | [5 empty] | Yes! Solar Solutions | Drew | Chandler | (877) 534-8534 | Sean Barnett | Photovoltaic | Solar | 301 S Academy St | Cary | NC | 27511 | T4600B01 | WALKER STREET 23KV | CARY 230KV | 35.7848 | -78.7808
DEC | Distribution | CHKLIST-3485 |  |  | 1919394766 |  | Capital Broadcasting Company | Capital Broadcasting Company - Solar | Energized |  | 55.2 | [5 empty] | Baker Renewable Energy |  |  | (919) 608-6242 | Vinita Moore | Photovoltaic | Solar | 512 S Mangum St | Durham | NC | 27701 | 14132410 |  | Dacian Ave Ret 2410 | 35.9909 | -78.9028 | 2014-08-14
DEP | Distribution | CHKLIST-10857 |  |  |  |  | Harrison Solar, LLC | Harrison Solar, LLC - Solar | Pending Customer Response for Study |  | 5000 | [5 empty] | Self Installed - NC |  |  | (704) 200-2911 | Sean Barnett | Photovoltaic | Solar | 1398 Dunn Rd | Roseboro | NC | 28382 | T5600B03 | AUTRYVILLE 23KV | ROSEBORO 115KV | 34.9824 | -78.5238
DEP | Distribution | CHKLIST-8770 |  |  |  |  | Ellington Solar II LLC | Ellington Solar II LLC - Solar | Pending Customer Response for Study |  | 5000 | [5 empty] | Entropy Solar |  |  | (980) 297-2881 | Sean Barnett | Photovoltaic | Solar | 1314 Warrenton Rd | Henderson | NC | 27536 | T4770B03 | HENDERSON N INDUSTRIAL 23KV | HENDERSON NORTH 115KV | 36.3489 | -78.3565
DEP | Distribution | CHKLIST-8908 |  |  |  |  | Cash Solar, LLC | Cash Solar, LLC- Solar | System Impact Study In Progress |  | 5001 | [5 empty] | Sunlight Partners |  |  | (480) 582-1540 | Sean Barnett | Photovoltaic | Solar | 4781 Loop Rd. | Nashville | NC | 27856 | T5900B02 | RED OAK 23KV | NASHVILLE 115KV | 35.0356 | -77.2024
DEP | Distribution | CHKLIST-8720 |  |  |  |  | Tate Solar LLC | Tate Solar LLC - Solar | System Impact Study In Progress |  | 4500 | [5 empty] | Sunlight Partners |  |  | (480) 582-1540 | Sean Barnett | Photovoltaic | Solar | 6800 Taylor Gin Rd. | Castalia | NC | 27816 | T6040B12 | MATTHEWS CROSSROADS 24KV | CASTALIA 230KV | 36.1152 | -78.0507
DEP | Distribution | CHKLIST-8910 | 685 |  | 679-987-9678 | 051-632-2892 | Kathleen Solar, LLC | Kathleen Solar, LLC- Solar | Pending Facilities Study |  | 5001 | [5 empty] | Sunlight Partners |  |  | (480) 582-1540 | William Winslow | Photovoltaic | Solar | 3644 Chalybeate Springs Rd | Fuquay Varina | NC | 27526 | T5427B03 | CHALYBEATE 23KV | ANGIER 230KV | 34.673 | -79.1974
DEC | Distribution | CHKLIST-2841 |  |  | 1636056591 |  | Larry Stenger | Larry Stenger - Solar | Energized |  | 21.12 | [5 empty] | Sundance Power Systems, Inc. | Kevin | Quinn | (828) 369-5343 | Philisha Kirkpatrick | Photovoltaic | Solar | 2540 Ellijay Road | Franklin | NC | 28734 | 67131204 |  | Depot St Ret 1204 | 35.1829 | -83.2938 | 2013-09-13
DEC | Distribution | CHKLIST-2951 |  |  | 2045970729 |  | JR Motorsports, LLC | JR Motorsports, LLC- Solar | Energized |  | 250 | [5 empty] | Argand Energy Solutions |  |  | (704) 799-4850 | Vinita Moore | Photovoltaic | Solar | 349 Cayuga Dr | Mooresville | NC | 28117 | 80711207 |  | Dunbar Ret 1207 | 35.6075 | -80.8551 | 2013-10-30
DEC | Distribution | CHKLIST-2842 |  |  | 1838255782 |  | Ecoplexus Inc 5-Cancelled | Ecoplexus Inc 5 - Solar- Withdrawn | Withdrawn |  | 3000 | [5 empty] | Ecoplexus, Inc- Installer | Mattan | Shrager | (510) 522-2505 | Stewart Grantham | Photovoltaic | Solar | 651 Mattress Factory Road | Mebane | NC | 28312 | 11261204 |  | Oakwood St Ret 1204
DEC | Distribution | CHKLIST-8912 |  |  | 1873790169 |  | Gantts Grove Solar Farm LLC | Gantts Grove Solar Farm LLC - Solar | Pending System Impact Study |  | 2000 | [5 empty] | ESA Renewables |  |  | (407) 474-4433 | Jerry Barton | Photovoltaic | Solar | 2046 Gants Grove Church Rd | Mooresboro | NC | 28114 | 16901204 |  | Mooresboro Ret 1204 | 35.2822 | -81.7162
DEC | Distribution | CHKLIST-2844 |  |  | 1139730135 |  | Ecoplexus, Inc 2- Cancelled | Ecoplexus, Inc 2- Solar- Withdrawn | Withdrawn |  | 500 | [5 empty] | Ecoplexus, Inc- Installer | Mattan | Shrager | (510) 552-2505 | Stewart Grantham | Photovoltaic | Solar | Old Catawba Rd | Claremont | NC | 28610 | 13121211 |  | Claremont Ret 1211
DEP | Distribution | CHKLIST-8916 |  |  |  |  | Cosmos Solar LLC | Cosmos Solar LLC - Solar | Pending Facilities Study |  | 5001 | [5 empty] | NARENCO |  |  | (704) 491-0404 | Phillip Cathcart | Photovoltaic | Solar | 1 Cotton Lane | Kingstree | SC | 29556 | T2936B23 | MARTEK NORTH 24KV | KINGSTREE NORTH 230KV | 33.7282 | -79.8275
DEC | Distribution | CHKLIST-11744 |  |  | 1843287231 |  | Adams Solar LLC - SC | Adams Solar LLC - SC - Solar | Fast Track Review In Progress |  | 2000 | [5 empty] | Southern Current LLC |  |  | (843) 906-4759 | Jerry Barton | Photovoltaic | Solar | Hwy 17 and Durham Rd | Piedmont | SC | 29673 | 02821208 |  | Wrenn Ret 1208 | 34.414 | -82.3139
DEP | Distribution | CHKLIST-11016 |  |  |  |  | Clark Solar, LLC | Clark Solar, LLC - Solar | Pending Fast Track Review |  | 2000 | [5 empty] | Solbridge |  |  | (843) 225-2980 | Sean Barnett | Photovoltaic | Solar | West Edge of Little Rock, SC where SC-9 and SC-57 meet | Little Rock | SC | 29536 | T2750B04 | DILLON INDUSTRIAL 23KV | DILLON 115KV | 34.4785 | -79.4113
DEC | Distribution | CHKLIST-2788 |  |  | 1261873099 |  | Innovative Solar 23, LLC | Innovative Solar 23, LLC- Solar | Energized |  | 2500 | [5 empty] | Heelstone Energy, LLC |  |  | (252) 615-3330 | Kelly Duke | Photovoltaic | Solar | 350 Stony Point Rd | Kings Mountain | NC | 28086 | 16061207 |  | Bethware Ret 1207 | 35.2558 | -81.4187 | 2015-12-22
DEP | Distribution | CHKLIST-10776 |  |  |  |  | Watauga Solar, LLC | Watauga Solar, LLC - Solar | Pending Customer Response for Study |  | 2000 | [5 empty] | Solbridge |  |  | (843) 906-4759 | William Winslow | Photovoltaic | Solar | Burlington Rd | Society Hill | SC | 29593 | T3910B01 | SOCIETY HILL INDUSTRIAL23KV | SOCIETY HILL 230KV | 34.5239 | -79.8446
DEP | Distribution | CHKLIST-10775 |  |  |  |  | Bani Solar, LLC | Bani Solar, LLC - Solar | Pending System Impact Study |  | 2000 | [5 empty] | Solbridge |  |  | (843) 906-4759 | Sean Barnett | Photovoltaic | Solar | 625 N Lynchburg Hwy | Olanta | SC | 29114 | T3040B01 | OLANTA NORTH 23KV | OLANTA 230KV | 33.9553 | -79.9375
DEP | Distribution | CHKLIST-10777 |  |  |  |  | Rutledge Solar, LLC | Rutledge Solar, LLC - Solar | Pending System Impact Study |  | 2000 | [5 empty] | Solbridge |  |  | (843) 906-4759 | Sean Barnett | Photovoltaic | Solar | 732 S Jones Rd | Olanta | SC | 29114 | T3040B02 | OLANTA SOUTH 23KV | OLANTA 230KV | 33.9164 | -79.9604
DEP | Distribution | CHKLIST-11247 |  |  |  |  | Arres LLC - AR690 | Arres LLC - AR690 - Solar | Pending System Impact Study |  | 10000 | [5 empty] | Arres LLC |  |  | (843) 771-5688 | Sean Barnett | Photovoltaic | Solar | 2700 Cale Lane | Olanta | SC | 29124 | T3040B01 | OLANTA NORTH 23KV | OLANTA 230KV | 33.9623 | -79.9446
DEP | Distribution | CHKLIST-10278 |  |  |  |  | Pinedale Springs, LLC - NM | Pinedale Springs, LLC - NM - Solar | Under Construction |  | 64 | [5 empty] | Baker Renewable Energy | Kelli | Clark | (919) 238-2333 | Sean Barnett | Photovoltaic | Solar | 106 Pinedale Springs Way | Cary | NC | 27518 | T5111B22 | WELLINGTON 24KV | CARY PINEY PLAINS 230KV | 35.7504 | -78.7727
DEP | Distribution | CHKLIST-10280 | 663 |  | 2755696792 | 681-626-0316 | Pinedale Springs, LLC - CSP Sell All | Pinedale Springs, LLC - CSP Sell All - Solar | Energized |  | 64 | [5 empty] | Baker Renewable Energy | Kelli | Clark | (919) 238-2333 | Sean Barnett | Photovoltaic | Solar | 106 Pinedale Springs Way | Cary | NC | 27518 | T5111B22 | WELLINGTON 24KV | CARY PINEY PLAINS 230KV | 35.3243 | -78.0005 | 2016-05-06
DEC | Distribution | CHKLIST-3353 |  |  | 1168161074 |  | D E Clinard | D E Clinard - Solar | Energized |  | 27 | [5 empty] | Yes! Solar Solutions of the Triangle | W | TAYLOR-SMITH | (336) 924-2258 | Vinita Moore | Photovoltaic | Solar | 3410 Healy Drive | Winston Salem | NC | 27103 | 03211208 |  | Mar-Don Dr Ret 1208 |  |  | 2014-03-25
DEP | Distribution | CHKLIST-10774 |  |  | 340-486-7313 | 818-284-3097 | Gary Solar, LLC | Gary Solar, LLC - Solar | Pending Customer Response for Study |  | 2000 | [5 empty] | Solbridge |  |  | (843) 906-4759 | William Winslow | Photovoltaic | Solar | 1039 Wisacky Hwy | Bishopville | SC | 29010 | T3350B04 | HWY. 341 23KV | BISHOPVILLE 115KV | 34.1904 | -80.2103
DEC | Distribution | CHKLIST-3007 |  |  | 1646893739 |  | Cook 21 Farm, LLC | Cook 21 Farm, LLC - Solar - Withdrawn | Withdrawn |  | 4998 | [5 empty] | Strata Solar, LLC |  |  | (919) 960-6015 | Jerry Barton | Photovoltaic | Solar | 100 Chief Thomas Rd | Harmony | NC | 28634 | 03651202 |  | Turnersburg Ret 1202
DEC | Distribution | CHKLIST-3006 |  |  | 1426312665 |  | Miller 152 Farm, LLC | Miller 152 Farm, LLC - Solar - Cancelled | Cancelled |  | 4998 | [5 empty] | Strata Solar, LLC |  |  | (919) 960-6015 | Jerry Barton | Photovoltaic | Solar | 200 Miller Rd | China Grove | NC | 28023 | 21481205 |  | China Grove Ret 1205
DEP | Distribution | CHKLIST-10596 |  |  | 8638957327 |  | Northwoods Associates LP NC | Northwoods Associates LP NC - Solar | Pending Final Interconnection Agreement |  | 74 | [5 empty] | Baker Renewable Energy | Kelli | Clark | (919) 467-4045 | Sean Barnett | Photovoltaic | Solar | 202 E Cedar St | Cary | NC | 27511 | T4600B04 | WALKER STREET 23KV | CARY 230KV | 35.7883 | -78.7784
DEC | Distribution | CHKLIST-11229 |  |  | 1857528643 |  | Dolgencorp, LLC - 1857528643 | Dolgencorp, LLC - 1857528643 - Solar - Withdrawn | Withdrawn |  | 40 | [5 empty] | Renewvia Energy Corporation |  |  | (615) 855-4634 | Christopher Grant | Photovoltaic | Solar | 5325 Highway 81 N | Williamston | SC | 29697 | 04221204 |  | Piercetown SS 1204 | 34.6617 | -82.5896
DEP | Distribution | Project 12750 |  |  | 6356994019 |  | McCall Farms Inc 6356994019 | McCall Farms Inc 6356994019 - solar | Pending Fast Track Review |  | 616 | [5 empty] | Inman Solar |  |  | (843) 662-5243 | Sean Barnett | Photovoltaic | Solar | 6615 S Irby St | Effingham | SC | 29541 | T3107B13 | ELIM 24KV | SARDIS 230KV | 34.0587 | -79.7575
DEC | Distribution | CHKLIST-2469 |  |  | 1734766436 |  | Greenville One LLC | Greenville One LLC- Solar | Energized |  | 30.1 | [5 empty] | SolBright Renewable Energy |  |  | (864) 242-4483 | Vinita Moore | Photovoltaic | Solar | 1 N Main St | Greenville | SC | 29601 | 02311209 |  | Hudson St Ret 1209 | 34.8507 | -82.3989 | 2013-06-14
DEC | Distribution | CHKLIST-11111 |  |  | 1395451357 |  | Dolgencorp, LLC - 1395451357 | Dolgencorp, LLC - 1395451357 - Solar - Withdrawn | Withdrawn |  | 40 | [5 empty] | Renewvia Energy Corporation |  |  | (615) 855-4634 | Christopher Grant | Photovoltaic | Solar | 2610 Poinsett Hwy | Greenville | SC | 29609 | 02331207 |  | Langston Creek Ret 1207 | 34.9005 | -82.4154
DEC | Distribution | CHKLIST-3460 |  |  | 1424860445 |  | Rocky River Solar Park LLC | Rocky River Solar Park LLC- Solar | Pending Final Interconnection Agreement |  | 5000 | [5 empty] | Solar Green Development, LLC |  |  | (704) 299-3410 | Kelly Duke | Photovoltaic | Solar | 4810 Rocky River Rd. | Charlotte | NC | 28215 | 01342406 |  | Newell Ret 2406 | 35.2762 | -80.6909
DEC | Distribution | Project 13347 |  |  |  |  | Ebenezer Church Solar, LLC | Ebenezer Church Solar, LLC - Solar | Pending System Impact Study |  | 5000 | [5 empty] | Headwaters Solar |  |  | (828) 251-0467 | Jerry Barton | Photovoltaic | Solar | 135-207 Ebenezer Church Road | State Road | NC | 28676 | 29071205 |  | Elk Valley Ret 1205 | 36.1703 | -80.5063
DEP | Distribution | CHKLIST-10784 | 675 |  | 428-179-3408 | 799-853-2811 | Willis Solar, LLC | Willis Solar, LLC - Solar | Pending Final Interconnection Agreement |  | 2000 | [5 empty] | Solbridge |  |  | (843) 906-4759 | Phillip Cathcart | Photovoltaic | Solar | 948 S Pamplico Hwy | Pamplico | SC | 29583 | T3060B02 | SALEM CROSSROADS 23KV | PAMPLICO 115KV | 33.9846 | -79.565
DEC | Distribution | CHKLIST-11234 |  |  | 1197178992 |  | Kohls Department Stores, Inc - 1197178992 | Kohls Department Stores, Inc - 1197178992 - Solar | Pending Final Interconnection Agreement |  | 300 | [5 empty] | SoCore Energy, LLC |  |  | (262) 703-5305 | Christopher Grant | Photovoltaic | Solar | 1219 Woodruff Rd | Greenville | SC | 29607 | 02551210 |  | Roper Mtn Ret 1210 | 34.8249 | -82.2873
DEC | Distribution | CHKLIST-9155 |  |  | 1191296242 |  | Red Cedar Solar, LLC | Red Cedar Solar, LLC - Solar | System Impact Study In Progress |  | 3020 | [5 empty] | FLS Energy, Inc. |  |  | (828) 350-3993 | Kelly Duke | Photovoltaic | Solar | 4290 Red Cedar Rd | Gibsonville | NC | 27249 | 09082406 |  | Kildare Ret 2406 | 36.1398 | -79.6523
DEP | Distribution | CHKLIST-9153 | 671 |  | 729-855-1735 | 647-096-9129 | Mill Pond Solar Farm, LLC | Mill Pond Solar Farm, LLC - Solar | Pending Customer Response for Study |  | 4800 | [5 empty] | Cypress Creek Renewables, LLC | Don | Nista | (310) 581-6299 | William Winslow | Photovoltaic | Solar | Mill Pond Rd | Whiteville | NC | 28472 | T6670B03 | FRANKLIN STREET 23KV | WHITEVILLE 115KV | 34.3053 | -78.7035
DEP | Distribution | CHKLIST-8091 | IPP 614 |  | 604-913-8271 | 369-464-7755 | Exum Farm Solar | Exum Farm Solar | Pending Final Interconnection Agreement | 1B8B82(G&W) | 4500 | [5 empty] | FLS Energy, Inc. |  |  | (828) 350-3993 | William Winslow | Photovoltaic | Solar | Harvey Rouse Road & S. Highland Avenue | Grifton | NC | 28528 | T4170B01 | GRIFTON 23KV | GRIFTON 115KV | 35.3675 | -77.4534
DEP | Distribution | CHKLIST-8092 | 586 |  | 732-496-1809 | 010-625-4758 | Hood Farm Solar, LLC | Hood Farm Solar, LLC - Solar | Under Construction | 1BKE76 (recloser) / 1BKE78 (meter) | 4950 | 1 |  |  |  |  | CD Global Solar NC Holdings, LLC |  |  | (212) 798-3408 | Phillip Cathcart | Photovoltaic | Solar | 5789 Hwy 70 | Trenton | NC | 28585 | T4136B11 | DOVER 24KV | DOVER 230KV | 35.2156 | -77.4998
DEP | Distribution | CHKLIST-8093 |  |  |  |  | Infigen Energy US Development LLC - Staley Snow Camp Rd | Infigen Energy US Development LLC - Staley Snow Camp Rd - Solar | System Impact Study In Progress |  | 5000 | [8 empty] | (214) 515-1100 | Sean Barnett | Photovoltaic | Solar | 1994 Staley Snow Camp Rd | Siler City | NC | 27344 | T1530B01 | SILER CITY NORTH 23KV | SILER CITY 115KV | 35.8281 | -79.5157
DEP | Distribution | CHKLIST-8094 | 567 | CHKLIST 8094 | 336-282-4330 | 795-764-3112 | Hector Farm, LLC | Hector Farm, LLC - Solar | Under Construction |  | 5000 | 1 |  |  |  |  | Strata Solar, LLC |  |  | (919) 960-6015 | Phillip Cathcart | Photovoltaic | Solar | 307 Shiloh Rd | Troy | NC | 27371 | T1612B12 | ELDORADO 13KV | TROY BURNETTE 115KV | 35.376 | -79.9095
DEP | Distribution | CHKLIST-8095 | 612 |  | 155-591-4041 | 194-305-2728 | Southerland Farm, LLC | Southerland Farm, LLC - Solar | Under Construction |  | 5000 | 1 |  |  |  |  | Strata Solar, LLC |  |  | (919) 960-6015 | Phillip Cathcart | Photovoltaic | Solar | 681 Gillburg Rd | Henderson | NC | 27537 | T4785B02 | BEARPOND 23KV | HENDERSON EAST 230KV | 36.2668 | -78.3699
DEP | Distribution | CHKLIST-8096 | 569 |  | 287-661-3072 | 619-681-5267 | Siler 421 Farm, LLC | Siler 421 Farm, LLC - Solar | Under Construction |  | 5000 | [5 empty] | Strata Solar, LLC |  |  | (919) 960-6015 | Phillip Cathcart | Photovoltaic | Solar | 1961 Siler City Snow Camp Rd | Siler City | NC | 27344 | T1530B05 | SNOW CAMP ROAD 23KV | SILER CITY 115KV | 35.744 | -79.4501
DEP | Distribution | CHKLIST-8097 | 683 | IC14-179 | 418-589-6414 | 801-976-7568 | Spring Hope Solar 3 | Spring Hope Solar 3 - Solar | Facility Study In Progress |  | 5000 | [5 empty] | Pinegate Development |  |  | (407) 963-2391 | Phillip Cathcart | Photovoltaic | Solar | 692 Frazier Rd | Spring Hope | NC | 27882 | T6045B12 | FRAZIER ROAD 24KV | SAMARIA 115KV | 35.8894 | -78.1544
DEP | Distribution | CHKLIST-8118 | 678 | IC14-190 | 073-907-0100 | 381-948-6840 | Warrenton Solar 1 | Warrenton Solar 1 - Solar | Facility Study In Progress |  | 4998 | [5 empty] | Pinegate Development |  |  | (407) 963-2391 | Phillip Cathcart | Photovoltaic | Solar | US Highway 152 | Warrenton | NC | 27589 | T5360B01 | HIGHWAY 401 NORTH 23KV | WARRENTON 115KV | 36.4387 | -78.2245
DEP | Distribution | CHKLIST-8119 |  |  | 404-195-8770 | 415-217-6493 | Chocowinity Farm, LLC | Chocowinity Farm, LLC - Solar | System Impact Study In Progress |  | 5000 | [5 empty] | Strata Solar, LLC |  |  | (919) 960-6015 | Sean Barnett | Photovoltaic | Solar | 7033 US 17 Branch | Chocowinity | NC | 27817 | T4130B03 | TAR RIVER 23KV | CHOCOWINITY 230KV | 35.5083 | -77.1027
DEP | Distribution | CHKLIST-8120 |  |  |  |  | Chance Farm LLC | Chance Farm LLC - Solar - Withdrawn | Withdrawn |  | 4800 | [5 empty] | Strata Solar, LLC |  |  | (919) 960-6015 | Bryan Griffin | Photovoltaic | Solar | 2807 Moncure Pittsboro Rd | Moncure | NC | 27559 | T2250B01 | PITTSBORO 23KV | PITTSBORO 230KV | 35.6793 | -79.145
DEP | Distribution | CHKLIST-8098 |  | IC14-180 |  |  | Spring Hope Solar 2 | Spring Hope Solar 2 - Solar | Pending Facilities Study |  | 4998 | [5 empty] | Pinegate Development |  |  | (407) 963-2391 | Phillip Cathcart | Photovoltaic | Solar | Frazier Drive | Spring Hope | NC | 27882 | T6045B12 | FRAZIER ROAD 24KV | SAMARIA 115KV | 35.8894 | -78.1544
DEP | Distribution | CHKLIST-8099 | 587 |  | 191-143-5558 | 860-156-8499 | Boaz Farm Solar, LLC | Boaz Farm Solar, LLC - Solar | Under Construction | 1BKA97 (Recloser) / 1BKA98 (Meter) | 4950 | 1 |  |  |  |  | CD Global Solar NC Holdings, LLC |  |  | (212) 798-3408 | Phillip Cathcart | Photovoltaic | Solar | 1907 Whip-Poor-Will Lane | Sanford | NC | 27330 | T2141B05 | BROADWAY 23KV | JONESBORO 230KV | 35.4666 | -79.1326
DEP | Distribution | CHKLIST-8100 |  |  |  |  | Spring Hope Solar LLC | Spring Hope Solar LLC - Solar - Withdrawn | Withdrawn |  | 5000 | [5 empty] | Pinegate Development |  |  | (407) 963-2391 | Vinita Moore | Photovoltaic | Solar | Frazier Drive | Spring Hope | NC | 27882 | T6045B12 | FRAZIER ROAD 24KV | SAMARIA 115KV | 35.8894 | -78.1544
DEP | Distribution | CHKLIST-8101 |  |  |  |  | Warrenton Solar 2 | Warrenton Solar 2 - Solar - Withdrawn | Withdrawn |  | 5000 | [5 empty] | Pinegate Development |  |  | (407) 963-2391 | Vinita Moore | Photovoltaic | Solar | US Highway 152 | Warrenton | NC | 27589 | T5360B01 | HIGHWAY 401 NORTH 23KV | WARRENTON 115KV | 36.4084 | -78.1789
DEP | Distribution | CHKLIST-8102 |  |  |  |  | Prospect Solar 1 LLC | Prospect Solar 1 LLC - Solar - Withdrawn | Withdrawn |  | 5000 | [5 empty] | Pinegate Development |  |  | (407) 963-2391 | Vinita Moore | Photovoltaic | Solar | Prospect Church Rd | Durham | NC | 28336 | T5650B20 | ERWIN HIGHWAY 55 23KV | ERWIN 230KV | 35.3662 | -78.6679
DEP | Distribution | CHKLIST-8103 |  |  |  |  | Prospect Solar 2 LLC | Prospect Solar 2 LLC - Solar - Withdrawn | Withdrawn |  | 5000 | [5 empty] | Pinegate Development |  |  | (704) 963-2391 | Vinita Moore | Photovoltaic | Solar | Prospect Church Rd | Dunn | NC | 28336 | T5650B20 | ERWIN HIGHWAY 55 23KV | ERWIN 230KV | 35.3747 | -78.6625
DEP | Distribution | CHKLIST-8104 | 582 | IC14-177 | 727-919-3309 | 327-699-7446 | McDougald Solar, LLC | McDougald Solar, LLC - Withdrawn | Withdrawn |  | 4998 | [5 empty] | FLS Energy, Inc. |  |  | (828) 350-3993 | Phillip Cathcart | Photovoltaic | Solar | 2031 McDougald Road | Lillington | NC | 27546 | T5860B02 | MAMERS 23KV | LILLINGTON 115KV | 35.4002 | -78.8786
DEP | Distribution | CHKLIST-8105 |  |  |  |  | Seagrove Farm, LLC | Seagrove Farm, LLC - Solar | Pending Customer Response for Study |  | 5000 | [5 empty] | Strata Solar, LLC |  |  | (919) 960-6015 | Sean Barnett | Photovoltaic | Solar | 5700 Old Maple Spring Rd | Seagrove | NC | 27341 | T1520B01 | SEAGROVE 12KV OR POTTERS WAY 12KV | SEAGROVE 115KV | 35.5358 | -79.7886
DEP | Distribution | CHKLIST-8106 |  |  |  |  | Siler Solar LLC | Siler Solar LLC - Solar | System Impact Study In Progress |  | 4998 | [5 empty] | Pinegate Development |  |  | (407) 963-2391 | Sean Barnett | Photovoltaic | Solar | 2660 Old US Hwy 421 N, | Siler City | NC | 27344 | T1530B01 | SILER CITY NORTH 23KV | SILER CITY 115KV | 35.7516 | -79.4804
DEP | Distribution | CHKLIST-8107 |  |  |  |  | Fairmont Solar Two, LLC | Fairmont Solar Two, LLC - Solar | Pending Customer Response for Study |  | 2000 | [5 empty] | O2 Energies |  |  | (336) 708-5161 | William Winslow | Photovoltaic | Solar | 5719 Old Stage Road | Fairmont | NC | 28340 | T1980B01 | FAIRMONT CENTRAL 23KV | FAIRMONT 115KV | 34.4699 | -79.1039
DEP | Distribution | CHKLIST-8108 | 594 |  | 6955618233 | 4128916360 | Kelly Solar LLC | Kelly Solar LLC - Solar | Pending Customer Response for Study |  | 4998 | [5 empty] | Cypress Creek Renewables, LLC | Don | Nista | (213) 347-9377 | William Winslow | Photovoltaic | Solar | 3335 Glebe Road | Henderson | NC | 27537 | T4770B05 | WILLIAMSBORO 23KV | HENDERSON NORTH 115KV | 36.39 | -78.446
DEP | Distribution | CHKLIST-8121 |  |  |  |  | Tinker Farm LLC | Tinker Farm LLC - Solar | Pending Customer Response for Study |  | 5000 | [5 empty] | Strata Solar, LLC |  |  | (919) 960-6015 | Sean Barnett | Photovoltaic | Solar | 2807 Moncure Pittsboro Rd | Moncure | NC | 27559 | T2250B01 | PITTSBORO 23KV | PITTSBORO 230KV | 35.6793 | -79.145
DEP | Distribution | CHKLIST-8122 |  |  |  |  | Evers Farm, LLC | Evers Farm, LLC - Solar | System Impact Study In Progress |  | 5000 | [5 empty] | Strata Solar, LLC |  |  | (919) 960-6015 | Sean Barnett | Photovoltaic | Solar | 2807 Moncure Pittsboro Rd | Moncure | NC | 27559 | T2250B01 | PITTSBORO 23KV | PITTSBORO 230KV | 35.6793 | -79.145
DEP | Distribution | CHKLIST-8123 | 479 |  | 016-389-5469 | 535-019-0798 | Edwards Inc | Edwards Inc - Bldg 1 - Solar | Energized |  | 176 | [8 empty] | (252) 478-4661 | Sean Barnett | Photovoltaic | Solar | 4119 Sheep Pasture Rd | Spring Hope | NC | 27882 | T6041B01 | SOUTHERN NASH 23KV | SPRING HOPE 115KV | 35.9051 | -78.0415 | 2015-01-13
DEP | Distribution | CHKLIST-8124 | 480 |  | 895-914-5130 | 601-400-8319 | Edwards Inc | Edwards Inc - Bldg 4 - Solar | Pending Final Interconnection Agreement |  | 158.182 | [8 empty] | (252) 478-4661 | Sean Barnett | Photovoltaic | Solar | 4119 Sheep Pasture Rd | Spring Hope | NC | 27882 | T6041B01 | SOUTHERN NASH 23KV | SPRING HOPE 115KV | 35.9051 | -78.0415
DEP | Distribution | CHKLIST-8109 |  |  |  |  | Williams Solar Farm LLC | Williams Solar Farm LLC - Solar | System Impact Study In Progress |  | 5000 | [5 empty] | Entropy Limited |  |  | (980) 297-2881 | Sean Barnett | Photovoltaic | Solar | US 220 Alt S | Candor | NC | 27229 | T1850B02 | BRUTONVILLE 23KV | CANDOR 115KV | 35.2842 | -79.7465
DEP | Distribution | CHKLIST-8111 | 574 |  | 245-668-5730 | 636-469-2308 | Creech Solar 2 LLC | Creech Solar 2 LLC - Solar | Under Construction |  | 4998 | 1 |  |  |  |  | Cypress Creek Renewables, LLC | Don | Nista | (213) 347-9377 | Sean Barnett | Photovoltaic | Solar | 1101 Creech Road | Garner | NC | 27529 | T4720B04 | CRESCENT 23KV | GARNER 115KV | 35.7228 | -78.6008
DEP | Distribution | CHKLIST-8112 |  |  |  |  | Walkulla Solar Farm, LLC | Walkulla Solar Farm, LLC - Solar | Pending Customer Response for Study |  | 5000 | [5 empty] | Entropy Limited |  |  | (980) 297-2881 | Phillip Cathcart | Photovoltaic | Solar | NC 71 Hwy | Red Springs | NC | 28377 | T2320B01 | RED SPRINGS MILL 23KV | RED SPRINGS 115KV | 34.8374 | -79.1552
DEP | Distribution | CHKLIST-8113 |  |  |  |  | Amigo Farm, LLC | Amigo Farm, LLC - Solar | System Impact Study In Progress |  | 5000 | [5 empty] | Strata Solar, LLC |  |  | (919) 960-6015 | Sean Barnett | Photovoltaic | Solar | 7344 NC 39 Hwy S | Henderson | NC | 27537 | T4785B06 | GILLBERG 23KV | HENDERSON EAST 230KV | 36.4256 | -78.4282
DEP | Distribution | CHKLIST-8114 |  |  |  |  | Dowtin Farm, LLC | Dowtin Farm, LLC - Solar - Withdrawn | Withdrawn |  | 5000 | [5 empty] | Strata Solar, LLC |  |  | (919) 960-6015 | Vinita Moore | Photovoltaic | Solar | 113 Dowtin Street | Warrenton | NC | 27589 | T5360B01 | HIGHWAY 401 NORTH 23KV | WARRENTON 115KV | 36.3895 | -78.1636
DEP | Distribution | CHKLIST-8115 |  |  |  |  | Glebe Solar Farm LLC | Glebe Solar Farm LLC - Solar - Cancelled | Cancelled |  | 5000 | [5 empty] | Entropy Limited |  |  | 98029872881 | Vinita Moore | Photovoltaic | Solar | 3160 Glebe Road | Henderson | NC | 27537 | T4770B05 | WILLIAMSBORO 23KV | HENDERSON NORTH 115KV | 36.3889 | -78.4525
DEP | Distribution | CHKLIST-8116 |  |  |  |  | Maxton Solar Two LLC | Maxton Solar Two LLC - Solar - Withdrawn | Withdrawn |  | 2000 | [5 empty] | O2 Energies |  |  | (336) 708-5161 | Vinita Moore | Photovoltaic | Solar | 14881 NC Hwy 130W | Maxton | NC | 28364 | T2215B02 | MIDWAY 23KV | MAXTON 115KV | 34.7071 | -79.3522
DEP | Distribution | CHKLIST-8117 | 681 |  | 656-336-0160 | 250-504-4319 | Shoeheel Solar Farm, LLC | Shoeheel Solar Farm, LLC - Solar | Pending Facilities Study |  | 5000 | [5 empty] | Entropy Limited |  |  | (980) 297-2881 | William Winslow | Photovoltaic | Solar | 18200 Wagram Road | Laurinburg | NC | 28352 | T2200B24 | WAGRAM 23KV | LAURINBURG 230KV | 34.8114 | -79.4309
DEP | Distribution | CHKLIST-8125 |  |  | 885-166-3040 | 301-605-6173 | Edwards Inc | Edwards Inc - Bldg 5 - Solar | Pending Final Interconnection Agreement |  | 93 | [8 empty] | (252) 478-4661 | Sean Barnett | Photovoltaic | Solar | 4119 Sheep Pasture Rd | Spring Hope | NC | 27882 | T6041B01 | SOUTHERN NASH 23KV | SPRING HOPE 115KV | 35.9051 | -78.0415
DEP | Distribution | CHKLIST-8126 |  |  |  |  | Caswell Solar, LLC | Caswell Solar, LLC- Solar | System Impact Study In Progress |  | 4800 | [5 empty] | Pinegate Development |  |  | (407) 963-2391 | Sean Barnett | Photovoltaic | Solar | Fire Tower Rd. | Yanceyville | NC | 27212 | T5390B02 | HANOVER MILLS 12KV | YANCEYVILLE 230KV | 36.404 | -79.3361
DEP | Distribution | CHKLIST-8127 |  |  |  |  | Coggins Solar LLC | Coggins Solar LLC - Solar - Cancelled | Cancelled |  | 4999 | [8 empty] | (828) 350-3993 | Bryan Griffin | Photovoltaic | Solar | 358 Coggins Rd | Biscoe | NC | 27209 | T0990B02 | HIGHWAY 220 23KV | BISCOE 115KV | 35.3639 | -79.8093
DEP | Distribution | CHKLIST-8128 |  |  |  |  | Clark Mountain Solar LLC | Clark Mountain Solar LLC - Solar - Cancelled | Cancelled |  | 5000 | [5 empty] | FLS Energy, Inc. |  |  | (828) 350-3993 | Bryan Griffin | Photovoltaic | Solar | Clark Mountain Rd | Lilesville | NC | 28091 | T1670B01 | LILESVILLE 23KV | WADESBORO 230KV | 34.9822 | -79.9234
DEP | Distribution | CHKLIST-8132 | 610 |  | 388-122-6652 | 277-608-4333 | Baltimore Church Solar LLC | Baltimore Church Solar LLC - Solar | Under Construction |  | 4999 | [5 empty] | FLS Energy, Inc. |  |  | (828) 350-3993 | William Winslow | Photovoltaic | Solar | 1226 Baltimore Church Road | Fairmont | NC | 28340 | T1980B04 | MCDONALDS 23KV | FAIRMONT 115KV | 34.4667 | -79.1519
DEP | Distribution | CHKLIST-8133 | 501 |  | 1641017338 | 826-921-9583 | HCE Johnston 1 LLC | HCE Johnston 1 LLC - Solar | Energized | 18YD10 (MV Sensor) / 18YD11 (Meter) | 1999 | [5 empty] | Holocene Energy |  |  | (919) 829-0037 | Stewart Grantham | Photovoltaic | Solar | 13923 NC Hwy 50 N | Willow Spring | NC | 27592 | T5670B22 | OLD DRUG STORE 24KV | EDMONDSON 230KV | 35.56 | -78.5945 | 2015-12-31
DEP | Distribution | CHKLIST-8134 | 627 |  | 159-663-9961 | 395-853-8549 | Broadridge Solar, LLC | Broadridge Solar, LLC - Solar | Pending Customer Payment for Release to Construction |  | 4998 | [5 empty] | Cypress Creek Renewables, LLC | Don | Nista | (310) 581-6299 | William Winslow | Photovoltaic | Solar | NC Hwy 72 | Lumberton | NC | 28358 | T2631B01 | RIVER ROUTE 23KV | WEATHERSPOON 230KV | 34.6222 | -79.0495
DEP | Distribution | CHKLIST-8135 | 656 |  | 769-144-5196 | 441-179-4748 | Achilles Farm, LLC | Achilles Farm, LLC - Solar | Pending Facilities Study |  | 5000 | [5 empty] | Strata Solar, LLC |  |  | (919) 960-6015 | William Winslow | Photovoltaic | Solar | 321 Poole Rd | Troy | NC | 27371 | T1612B11 | BILHEN STREET 13KV | TROY BURNETTE 115KV | 35.3599 | -79.9112
DEP | Distribution | CHKLIST-8136 |  |  |  |  | North Webb Solar LLC | North Webb Solar LLC - Solar- Cancelled | Cancelled |  | 4998 | [5 empty] | Pinegate Development |  |  | (407) 963-2391 | Vinita Moore | Photovoltaic | Solar | N US 301 Hwy | Selma | NC | 27576 | T5970B08 | MICRO 23KV | SELMA 230KV | 35.5804 | -78.2704
DEP | Distribution | CHKLIST-8137 | 603 |  | 852-928-7321 | 585-040-5738 | Nash 97 Solar 2 LLC | Nash 97 Solar 2 LLC - Solar | Pending Construction |  | 4998 | [5 empty] | Pinegate Development |  |  | (407) 963-2391 | William Winslow | Photovoltaic | Solar | Highway 97 | Middlesex | NC | 27557 | T6045B13 | SAMARIA 24KV | SAMARIA 115KV | 35.8592 | -78.1744
DEP | Distribution | CHKLIST-8138 |  |  |  |  | Grover Innovative Solar Park LLC | Grover Innovative Solar Park LLC - Solar - Cancelled | Cancelled |  | 2000 | [5 empty] | United Solar Consultants |  |  | (786) 525-4428 | Bryan Griffin | Photovoltaic | Solar | 2947 Hilly Branch Rd | Lumberton | NC | 28360 | T1980B04 | MCDONALDS 23KV | FAIRMONT 115KV | 34.5831 | -79.149
DEP | Distribution | CHKLIST-8139 |  |  |  |  | MMG Solar Fusion LLC | MMG Solar Fusion LLC - Solar--Cancelled | Cancelled |  | 5000 | [5 empty] | United Solar Consultants |  |  | (786) 525-4428 | Bryan Griffin | Photovoltaic | Solar | 0 Singletary Rd | Lumberton | NC | 28358 | T1980B03 | FAIRMONT NORTH 23KV | FAIRMONT 115KV | 34.5788 | -79.1085
DEP | Distribution | CHKLIST-8140 |  |  |  |  | Morrison Solar Park LLC | Morrison Solar Park LLC - Solar | System Impact Study In Progress |  | 5000 | [5 empty] | United Solar Consultants |  |  | (786) 525-4428 | Sean Barnett | Photovoltaic | Solar | 752 Rowan Rd | Lumberton | NC | 28358 | T2631B01 | RIVER ROUTE 23KV | WEATHERSPOON 230KV | 34.5584 | -79.0454
DEP | Distribution | CHKLIST-8141 |  |  |  |  | Grant Solar, LLC | Grant Solar, LLC- Solar - Cancelled | Cancelled |  | 4800 | [5 empty] | Pinegate Development |  |  | (407) 963-2391 | Vinita Moore | Photovoltaic | Solar | Grant Rd | Vass | NC | 28394 | T1550B02 | CAMERON 23KV | SOUTHERN PINES 115KV | 35.2346 | -79.3136
DEP | Distribution | CHKLIST-8079 |  | IC14-167 |  |  | New Hill Solar LLC | New Hill Solar LLC - Solar - Withdrawn | Withdrawn |  | 3376.753 | [5 empty] | Pinegate Development |  |  | (407) 963-2391 | Phillip Cathcart | Photovoltaic | Solar | Old US 1 Hwy | New Hill | NC | 27562 | T5911B01 | NEW HILL 23KV | NEW HILL 230KV | 35.657 | -78.9798
DEP | Distribution | CHKLIST-8080 |  |  |  |  | The Housing Authority for the City of Asheville | The Housing Authority for the City of Asheville - Solar | Energized |  | 162.701 | [5 empty] | Green Oppurtunities |  |  | (828) 258-1222 | Sean Barnett | Photovoltaic | Solar | 133 Livingston Street | Asheville | NC | 28801 | T0340B17 | SOUTHSIDE 12KV | WEST ASHEVILLE 115KV | 35.5779 | -82.5573 | 2015-10-16
DEP | Distribution | CHKLIST-8081 |  |  |  |  | Peach Solar LLC | Peach Solar LLC - Solar | Pending System Impact Study |  | 3000 | [5 empty] | Pinegate Development |  |  | (407) 963-2391 | Sean Barnett | Photovoltaic | Solar | NC 27 | Lillington | NC | 32256 | T5860B01 | BUNNLEVEL 23KV | LILLINGTON 115KV | 35.419 | -78.8089
DEP | Distribution | CHKLIST-8082 | 641 |  | 2142312467 | 7997568717 | Meriwether Farm, LLC | Meriwether Farm, LLC - Solar | Pending Final Interconnection Agreement |  | 5000 | [5 empty] | Strata Solar, LLC |  |  | (919) 960-6015 | William Winslow | Photovoltaic | Solar | 5087 Lewis St | Oxford | NC | 27565 | T5085B04 | FISHING CREEK 23KV | OXFORD SOUTH 230KV | 36.2889 | -78.6046
DEP | Distribution | CHKLIST-8083 | 577 | CHKLIST 8083 | 585-077-5361 | 706-822-1279 | Town of Warsaw Solar Farm, LLC | Town of Warsaw Solar Farm, LLC - Solar | Energized |  | 630 | [5 empty] | Strata Solar, LLC |  |  | (919) 960-6015 | Sean Barnett | Photovoltaic | Solar | 336 E. Best Street | Warsaw | NC | 28398 | T6070B01 | KENANSVILLE 23KV | WARSAW 230KV | 34.994 | -78.0802 | 2016-04-19
DEP | Distribution | CHKLIST-8084 | 494 |  | 706-587-6919 | 533-802-4093 | Ferguson Solar LLC | Ferguson Solar LLC - Solar | Energized |  | 134.4 | [5 empty] | C. M. Wilson, Inc. | Chris | Wilson | (828) 254-2374 | Sean Barnett | Photovoltaic | Solar | 135 Candler School Rd | Candler | NC | 28715 | T0390B01 | CANDLER 24KV | CANDLER 115KV | 35.0702 | -78.1174 | 2015-05-08
DEP | Distribution | CHKLIST-8085 |  |  |  |  | Four Oaks Solar LLC | Four Oaks Solar LLC - Solar - Cancelled | Cancelled |  | 5908.831 | [5 empty] | Pinegate Development |  |  | (407) 963-2391 | Vinita Moore | Photovoltaic | Solar | US Hwy 301 S | Four Oaks | NC | 27524 | T5480B01 | SOUTH JOHNSTON 23KV | BENSON 230KV | 35.4473 | -78.4209
DEP | Distribution | CHKLIST-8086 |  |  |  |  | Thomas Solar 1 LLC | Thomas Solar 1 LLC - Solar - Cancelled | Cancelled |  | 4800 | [5 empty] | Pinegate Development |  |  | (407) 963-2391 | Vinita Moore | Photovoltaic | Solar | Leasburg Rd | Roxsboro | NC | 27574 | T5240B11 | ROXBORO CITY 23KV | ROXBORO 115KV | 36.3875 | -79.0274
DEP | Distribution | CHKLIST-8087 |  |  |  |  | Thomas Solar 2 LLC | Thomas Solar 2 LLC - Solar - Cancelled | Cancelled |  | 4800 | [5 empty] | Pinegate Development |  |  | (407) 963-2391 | Vinita Moore | Photovoltaic | Solar | Leasburg Rd | Roxsboro | NC | 27574 | T5240B11 | ROXBORO CITY 23KV | ROXBORO 115KV | 36.3888 | -79.0139
DEP | Distribution | CHKLIST-8088 |  |  |  |  | Infigen Energy US Development LLC - N Old Wire Rd | Infigen Energy US Development LLC - N Old Wire Rd - Solar | System Impact Study In Progress |  | 5000 | [8 empty] | (214) 515-1100 | Sean Barnett | Photovoltaic | Solar | 3555-3889 N Old Wire Rd | Shannon | NC | 28386 | T2282B02 | NC HIGHWAY 20 12KV | RAEFORD SOUTH 115KV | 34.9237 | -79.1683
DEP | Distribution | CHKLIST-8089 |  |  |  |  | Bunn Solar Two LLC | Bunn Solar Two LLC - Solar - Withdrawn | Withdrawn |  | 2000 | [5 empty] | O2 Energies |  |  | (336) 708-5161 | Sean Barnett | Photovoltaic | Solar | 5914 NC Hwy 39 | Bunn | NC | 27508 | T6045B12 | FRAZIER ROAD 24KV | SAMARIA 115KV | 35.9456 | -78.2482
DEP | Distribution | CHKLIST-8090 | 609 |  | 396-723-1246 | 224-178-0515 | Cohen Farm Solar, LLC | Cohen Farm Solar, LLC - Solar | Under Construction |  | 4500 | 1 |  |  |  |  | FLS Energy, Inc. |  |  | (828) 350-3993 | Phillip Cathcart | Photovoltaic | Solar | 2289 Brown Road | Sanford | NC | 27703 | T2444B21 | GKN 24KV | SANFORD DEEP RIVER 230KV | 35.5547 | -79.1938
DEP | Distribution | CHKLIST-9156 |  |  |  |  | ESA Goldsboro NC Phase 2, LLC | ESA Goldsboro NC Phase 2, LLC - Solar | Fast Track Review In Progress |  | 2000 | [5 empty] | ESA Renewables |  |  | (407) 474-4433 | Sean Barnett | Photovoltaic | Solar | 4050 N US 13 Highway | Goldsboro | NC | 27530 | T5754B01 | US 13 NORTH 24KV | GOLDSBORO LANGSTON 115KV | 35.39 | -78.0081
DEC | Distribution | Project 13517 |  |  | 0001359653 |  | Contec Inc | Contec Inc - Solar | Pending Fast Track Review |  | 690 | [5 empty] | Hannah Solar LLC |  |  | (864) 680-4504 | Jerry Barton | Photovoltaic | Solar | 525 Locust Grove Rd | Spartanburg | SC | 29303 |  |  |  | 35.028 | -81.5901
DEC | Distribution | CHKLIST-5947 |  |  | 1773637780 |  | Meadowbrook Solar, LLC | Meadowbrook Solar, LLC - Solar | Under Construction |  | 5000 | [5 empty] | FLS Energy, Inc. |  |  | (828) 350-3993 | Jerry Barton | Photovoltaic | Solar | Sides Rd | Rockwell | NC | 28138 | 21401211 |  | Rockwell Ret 1211 | 35.5618 | -80.397
DEP | Distribution | CHKLIST-10812 |  |  |  |  | Pee Dee Solar II, LLC | Pee Dee Solar II, LLC - Solar | System Impact Study In Progress |  | 2000 | [5 empty] | Solbridge |  |  | (843) 906-2980 | Sean Barnett | Photovoltaic | Solar | Just east of Hamer at the 501 & Elkins Rd intersection | Hamer | SC | 29547 | T2750B02 | DIXIANA 23KV | DILLON 115KV | 34.4765 | -79.3243
DEP | Distribution | CHKLIST-10811 |  |  |  |  | Pee Dee Solar I, LLC | Pee Dee Solar I, LLC - Solar | Pending System Impact Study |  | 2000 | [5 empty] | Solbridge |  |  | (843) 906-4759 | Sean Barnett | Photovoltaic | Solar | South of Dillon near the Lucius Rd and SC-57 intersection | Dillon | SC | 28536 | T2745B01 | VILLAGE 23KV | DILLON MAPLE 230KV | 34.3997 | -79.3614
DEP | Distribution | CHKLIST-10585 |  |  |  |  | Crawford Solar, LLC | Crawford Solar, LLC - Solar | Pending System Impact Study |  | 5000 | [5 empty] | Cypress Creek Renewables, LLC | Don | Nista | (310) 581-6299 | Sean Barnett | Photovoltaic | Solar | 652 Crawford Road | Ellerbe | NC | 28228 | T1140B01 | ELLERBE 23KV | ELLERBE 230KV | 35.0997 | -79.7267
DEP | Distribution | CHKLIST-10588 |  |  | 7206667581 |  | Pinehurst Surgical Clinic PA | Pinehurst Surgical Clinic PA - Solar | Under Construction |  | 142.56 | [5 empty] | Sandhills Energy | Ken | Bonville | (910) 215-2646 | Sean Barnett | Photovoltaic | Solar | 5 First village Dr | Pinehurst | NC | 28374 | T2249B04 | HOSPITAL 24KV | PINEHURST 115KV | 35.2075 | -79.4584
DEC | Distribution | CHKLIST-10771 |  |  | 0004756279 |  | Budweiser of Spartanburg, Inc | Budweiser of Spartanburg, Inc - Solar | Pending Customer Response for Study |  | 192 | [5 empty] | Hannah Solar LLC |  |  | (864) 574-8070 | Kelly Duke | Photovoltaic | Solar | 6645 Pottery Rd | Spartanburg | SC | 29303 | 60011206 |  | Una Ret 1206 | 34.9832 | -82.021
DEP | Distribution | Project 12749 |  |  | 0222291254 |  | McCall Farms Inc 0222291254 | McCall Farms Inc 0222291254 - Solar | Fast Track Review In Progress |  | 532 | [5 empty] | Inman Solar |  |  | (843) 662-5243 | Sean Barnett | Photovoltaic | Solar | 6615 S Irby St | Effingham | SC | 29541 | T3107B13 | ELIM 24KV | SARDIS 230KV | 34.0587 | -79.7575
DEC | Distribution | CHKLIST-3692 |  |  |  |  | Carolina Solar Energy II, LLC | Carolina Solar Energy II LLC - Burton Farm - Withdrawn | Withdrawn |  | 4950 | [8 empty] | (919) 450-8478 | Philisha Kirkpatrick | Photovoltaic | Solar | 4945 NC Hwy 49 | Burlington | NC | 27217 | 11181202 |  | Pleasant Grove Ret 1202 | 36.1927 | -79.2982
DEC | Distribution | CHKLIST-10883 |  |  | 1865834933 |  | Arkwright Solar Project | Arkwright Solar Project - Solar | Pending Final Interconnection Agreement |  | 2952 | [5 empty] | GroSolar | Tim | Heinle | (518) 530-6990 | Christopher Grant | Photovoltaic | Solar | Hilltop Ln & Jackson Rd | Spartanburg | SC | 29306 | 60051209 |  | Hampton Ave Ret 1209 | 34.9158 | -81.9222
DEP | Distribution | CHKLIST-10577 |  |  | 3503268629 |  | Eye Land LLC | Eye Land LLC - Solar | Under Construction |  | 110 | [5 empty] | Sundance Power Systems | Cody | Kelly | (828) 258-1586 | Sean Barnett | Photovoltaic | Solar | 8 Medical Park Dr | Asheville | NC | 28803 | T0764B03 | ROCK HILL 23KV | ASHEVILLE ROCK HILL 115KV | 35.5531 | -82.5233
DEP | Distribution | CHKLIST-10578 | 667 |  | 669-170-0618 | 084-008-0758 | Freedom Solar, LLC | Freedom Solar, LLC - Solar | Pending Construction |  | 5000 | [5 empty] | Cypress Creek Renewables, LLC | Don | Nista | (310) 581-6299 | William Winslow | Photovoltaic | Solar | 2605 State Highway 9 | Nichols | SC | 29581 | T3035B02 | LAKEVIEW 23KV | NICHOLS 115KV | 34.2868 | -79.1442
DEP | Distribution | CHKLIST-10579 |  |  |  |  | Voyager 1 Solar, LLC | Voyager 1 Solar, LLC - Solar - Withdrawn | Withdrawn |  | 1999 | [5 empty] | Cypress Creek Renewables, LLC | Don | Nista | (310) 581-6299 | Tershelle Green | Photovoltaic | Solar | 7899 NC 11 | Ayden | NC | 28513 | T4170B01 | GRIFTON 23KV | GRIFTON 115KV | 35.4196 | -77.4337
DEC | Distribution | Project 12754 |  |  |  |  | Bear Poplar Solar, LLC | Bear Poplar, LLC - Solar | Pending System Impact Study |  | 5000 | [5 empty] | O2 EMC LLC |  |  | (336) 708-5161 | Jerry Barton | Photovoltaic | Solar | Graham Road | Mount Ulla | NC | 28125 | 80081205 |  | Cleveland Ret 1205 | 35.6679 | -80.6875
DEC | Distribution | CHKLIST-10803 |  |  | 1825637667 |  | Dan River Solar, LLC | Dan River Solar, LLC - Solar - Withdrawn | Withdrawn |  | 1999 | [5 empty] | Cypress Creek Renewables, LLC | Don | Nista | (310) 581-6299 | Edwin Malinowski | Photovoltaic | Solar | Roberts Cemetery Rd | Stoneville | NC | 27048 | 51151202 |  | Bryant St Ret 1202 | 36.2788 | -79.5056
DEP | Distribution | Project 13194 |  |  |  |  | Rea Magnet Farm LLC | Rea Magnet Farm LLC - Solar | Pending System Impact Study |  | 5000 | [5 empty] | Strata Solar, LLC |  |  | (919) 960-6015 | Sean Barnett | Photovoltaic | Solar | 17674 Plant Rd | Laurinburg | NC | 28352 | T2190B01 | TURNPIKE RD. 23KV | LAURINBURG CITY 230KV | 34.8049 | -79.4625
DEC | Distribution | CHKLIST-10574 |  |  | 1743520696 |  | Innovation Brewing, LLC | Innovation Brewing, LLC - Solar - Withdrawn | Withdrawn |  | 27 | [5 empty] | Appalachian Energy Solutions |  |  | (828) 989-6204 | Edwin Malinowski | Photovoltaic | Solar | 414 W Main St | Sylva | NC | 28779 | 67351202 |  | E Sylva Ret 1202 | 35.374 | -83.2201
DEC | Distribution | CHKLIST-12113 |  |  | 0001358995 |  | International Plastics | International Plastics - Solar | Pending Final Interconnection Agreement |  | 80 | [5 empty] | Hannah Solar LLC |  |  | (864) 297-8000 x117 | Kelly Duke | Photovoltaic | Solar | 185 Commerce Ctr | Greenville | SC | 29615 | 02452409 |  | Pelham Ret 2409 | 34.8528 | -82.2471
DEC | Distribution | CHKLIST-12114 |  |  | 1191373241 |  | Charlotte Latin Schools Inc | Charlotte Latin Schools Inc - Solar | Cancelled |  | 44.64 | [5 empty] | Baker Renewable Energy |  |  | (704) 815-2418 | Christopher Grant | Photovoltaic | Solar | 9502 Providence Rd | Charlotte | NC | 28277 | 01512405 |  | Provol Ret 2405 | 35.0791 | -80.7737
DEC | Distribution | CHKLIST-9135 |  |  | 0001676445 |  | Thayer Coggin INC 0001676445 | Thayer Coggin INC 0001676445 - Solar - Withdrawn | Withdrawn |  | 112 | [5 empty] | United Renewable Energy | Keith | Herbs | (336) 842-6000 | Christopher Grant | Photovoltaic | Solar | 230 South Rd | High Point | NC | 27262 | 10151210 |  | E Thomasville Ret 1210 | 35.9189 | -80.0443
DEP | Distribution | CHKLIST-11242 |  |  |  |  | Arres, LLC - AR670 | Arres, LLC - AR670 - Solar | Pending System Impact Study |  | 10000 | [5 empty] | Arres LLC |  |  | (843) 771-5688 | Sean Barnett | Photovoltaic | Solar | 2700 Cale Ln | Olanta | SC | 29124 | T3040B02 | OLANTA SOUTH 23KV | OLANTA 230KV | 33.9982 | -79.9592
DEP | Distribution | CHKLIST-9142 |  |  |  |  | TWE Dillon Solar Project, LLC | TWE Dillon Solar Project, LLC- Solar | Pending System Impact Study |  | 15000 | [5 empty] | Tradewind Energy |  |  | (913) 424-3934 | Sean Barnett | Photovoltaic | Solar | S. Longstreet Rd. | Dillon | SC | 29536 | T2745B01 | LATTA 23KV | DILLON MAPLE 230KV | 34.407 | -79.3899
DEC | Distribution | CHKLIST-2370 |  |  | 2098398208 |  | 35 W Court St LLC | 35 W Court St LLC- Solar | Energized |  | 21 | [5 empty] | Sunstore Solar Energy Solutions | Bruce | Wood | (864) 527-2500 | Vinita Moore | Photovoltaic | Solar | 35 W Court St | Greenville | SC | 29601 | 02311205 |  | Hudson St Ret 1205 |  |  | 2013-03-22
DEC | Distribution | CHKLIST-3197 |  |  | 1564988758 |  | Jaars Farm, LLC | Jaars Farm, LLC- Solar - Cancelled | Cancelled |  | 4998 | [5 empty] | Strata Solar, LLC |  |  | (919) 960-6015 | Jerry Barton | Photovoltaic | Solar | 6621 State Road 1113 | Waxhaw | NC | 28173 | 72552408 |  | Mini Ranch Ret 2408
DEP | Distribution | CHKLIST-10576 |  |  |  |  | ESA Church Road Solar, LLC | ESA Church Road Solar, LLC - Solar | System Impact Study In Progress |  | 4998 | [5 empty] | ESA Renewables |  |  | (407) 268-6455 | Sean Barnett | Photovoltaic | Solar | 272 White Memorial Church Rd | Angier | NC | 27501 | T5670B01 | MT PLEASANT 24KV | EDMONDSON 230KV | 34.2874 | -79.144
DEP | Distribution | CHKLIST-10767 |  |  | 6452727776 |  | STANLEY TOOLS DIV OF | STANLEY TOOLS DIV OF - Solar - Withdrawn | Withdrawn |  | 816 | [5 empty] | Alder Energy Systems | John | Griswold | (843) 537-9311 | Sean Barnett | Photovoltaic | Solar | 100 Stanley Rd. | Cheraw | SC | 29520 | T3444B03 | STANLEY 23KV | CHERAW CASH ROAD 230KV | 34.6822 | -79.8947
DEC | Distribution | CHKLIST-11224 |  |  | 1759449398 |  | Dolgencorp, LLC - 1759449398 | Dolgencorp, LLC - 1759449398 - Solar - Withdrawn | Withdrawn |  | 40 | [5 empty] | Renewvia Energy Corporation |  |  | (615) 855-4634 | Christopher Grant | Photovoltaic | Solar | 3272 York Hwy | Sharon | SC | 29742 | 72361202 |  | Sharon Grove SS 1202 | 34.9535 | -81.3375
DEC | Distribution | CHKLIST-11243 |  |  | 1432834732 |  | Southern Logistics and Environmental, LLC | Southern Logistics and Environmental, LLC | Pending Final Interconnection Agreement |  | 60 | [5 empty] | Southern Logistics and Environmental, LLC |  |  | (336) 662-0292 | Jerry Barton | Photovoltaic | Solar | 2710 Patterson Street | Greenboro | NC | 27407 | 09242411 |  | Merritt Dr Ret 2411 | 36.0586 | -79.8367
DEC | Distribution | CHKLIST-9134 |  |  | 0001676446 |  | Thayer Coggin INC 0001676446 | Thayer Coggin INC 0001676446 - Solar - Withdrawn | Withdrawn |  | 56 | [5 empty] | United Renewable Energy | Keith | Herbs | (336) 842-6000 | Christopher Grant | Photovoltaic | Solar | 230 South Rd | High Point | NC | 27262 | 10151210 |  | E Thomasville Ret 1210 | 35.919 | -80.0444
DEC | Distribution | CHKLIST-3193 |  |  | 1429178759 |  | Spencer Farm, LLC | Spencer Farm, LLC- Solar | Pending Final Interconnection Agreement |  | 4998 | [5 empty] | Strata Solar, LLC |  |  | (919) 960-6015 | Kelly Duke | Photovoltaic | Solar | 1817 N Carolina 150 | Salisbury | NC | 28144 | 21091208 |  | Long Ferry Ret 1208 | 35.7113 | -80.4068
DEC | Distribution | CHKLIST-3196 |  |  | 1540884184 |  | Sun Light 1 LLC | Sun Light 1 LLC- Solar | Energized |  | 115 | [5 empty] | Howard Construction Co of Lincolnton Inc |  |  | (828) 295-0220 | Philisha Kirkpatrick | Photovoltaic | Solar | 1133 N Wendover Rd | Charlotte | NC | 28211 | 01121212 |  | Monroe Rd Ret 1212 | 35.1946 | -80.7954 | 2013-12-30
DEC | Distribution | CHKLIST-3350 |  |  | 1368568218 |  | Innovative Solar 45 LLC | Innovative Solar 45 LLC- Solar - Cancelled | Cancelled |  | 2000 | [8 empty] | (828) 215-9064 | Stewart Grantham | Photovoltaic | Solar | 3536 Rube Spangler Rd | Lawndale | NC | 28090 | 16201213 |  | Lawndale Ret 1213
DEC | Distribution | CHKLIST-3345 |  |  | 1299992738 |  | Fresh Air Energy II, LLC | Fresh Air Energy II, LLC- Solar - (manning) | Under Construction |  | 5000 | [5 empty] | Ecoplexus, INC |  |  | (415) 626-1802 | Kelly Duke | Photovoltaic | Solar | 911 Manning Ave | Elon | NC | 27244 | 11172408 |  | Frieden Ret 2408 | 36.1185 | -79.5214
DEC | Distribution | CHKLIST-5934 |  |  | 919706 |  | Gerry Wood Automotive LLC - Chrysler | Gerry Wood Automotive LLC - Chrysler - Solar | Energized |  | 112 | [5 empty] | Sundance Power Systems, Inc. | Kevin | Quinn | (704) 516-2660 | Vinita Moore | Photovoltaic | Solar | 525 Jake Alexander | Salisbury | NC | 28147 | 21071206 |  | Julian Rd Ret 1206 | 35.6616 | -80.5018 | 2015-02-06
DEC | Distribution | CHKLIST-3436 |  |  | 1507770914 |  | Apple One LLC | Apple One LLC- Solar | Energized |  | 4950 | [5 empty] | Cypress Creek Renewables, LLC | Don | Nista | (310) 746-7067 | Jerry Barton | Photovoltaic | Solar | 2957 N Highway 16 | Newton | NC | 28658 | 13431201 |  | Pinch Gut Creek Ret 1201 | 35.6266 | -81.1497 | 2015-09-09
DEC | Distribution | CHKLIST-10555 |  |  | 1858478 |  | Target Stores - 1858478 | Target Stores - 1858478 - Solar | Pending Construction |  | 396 | [5 empty] | SoCore Energy, LLC |  |  | (612) 304-5432 | Christopher Grant | Photovoltaic | Solar | 7860 Rea Rd | Charlotte | NC | 28227 | 01222404 |  | Piper Glen Ret 2404 | 35.0589 | -80.8161
DEC | Distribution | CHKLIST-10561 |  |  | 381605 |  | Target Stores - 381605 | Target Stores - 381605 - Solar | Energized |  | 360 | [5 empty] | SoCore Energy, LLC |  |  | (612) 304-5432 | Christopher Grant | Photovoltaic | Solar | 8120 University City Blvd | Charlotte | NC | 28213 | 01271211 |  | Mallard Creek Ret 1211 | 35.2926 | -80.7457 | 2016-03-18
DEP | Distribution | CHKLIST-10559 | IPP617 |  | 4426877447 |  | Target Stores - 4426877447 | Target Stores - 4426877447 - Solar | Pending Final Interconnection Agreement |  | 360 | [5 empty] | SoCore Energy, LLC |  |  | (612) 304-5432 | Sean Barnett | Photovoltaic | Solar | 1204 Sunburst Dr | Goldsboro | NC | 27534 | T5912B02 | BERKELEY 23KV | NEW HOPE 115KV | 35.3801 | -77.9392
DEC | Distribution | CHKLIST-3192 |  |  | 144608710 |  | East Burke Farm, LLC- Solar | East Burke Farm, LLC- Solar - Cancelled | Cancelled |  | 4998 | [5 empty] | Strata Solar, LLC |  |  | (919) 960-6015 | Jerry Barton | Photovoltaic | Solar | 1253 Cape Hickory Rd | Hickory | NC | 27517 | 13191201 |  | Rhodhiss Ret 1201
DEC | Distribution | Project 12564 |  |  | 1393548968 |  | SACS Enterprises LLC | SACS Enterprises LLC - Solar | Pending |  | 24 | [5 empty] | Sunstore Solar Energy Solutions | Bruce | Wood | (864) 271-0167 | Janet Robinson | Photovoltaic | Solar | 311 Gower St | Greenville | SC | 29611 | 02311213 |  | Hudson St Ret 1213 | 34.8479 | -82.4178
DEP | Distribution | CHKLIST-11728 |  |  |  |  | Truman Solar LLC | Truman Solar LLC - Solar | Pending System Impact Study |  | 5000 | [5 empty] | NARENCO |  |  | (704) 200-2911 | Sean Barnett | Photovoltaic | Solar | 135 Franklin Jones Rd | Hookerton | NC | 28538 | T4230B04 | HULL ROAD 24KV | KINSTON 115KV | 35.3862 | -77.6074
DEP | Distribution | CHKLIST-10538 |  |  |  |  | Whiteville Solar 2, LLC | Whiteville Solar 2, LLC - Solar | System Impact Study In Progress |  | 4800 | [5 empty] | Cypress Creek Renewables, LLC | Don | Nista | (914) 834-7779 | Sean Barnett | Photovoltaic | Solar | 2169 Prison Camp Rd. | Whiteville | NC | 28472 | T6670B02 | BRUNSWICK 23KV | WHITEVILLE 115KV | 34.2795 | -78.7423
DEP | Distribution | CHKLIST-10545 | IPP634 |  | 4794815854 |  | Target Stores - 4794815854 | Target Stores - 4794815854 - Solar | Pending |  | 324 | [5 empty] | SoCore Energy, LLC |  |  | (612) 304-5432 | Sean Barnett | Photovoltaic | Solar | 7129 O'Kelly Chapel Rd | Cary | NC | 27519 | T4604B13 | GREEN HOPE 24KV | AMBERLY 230KV | 35.8445 | -78.8848
DEP | Distribution | CHKLIST-10544 |  |  |  |  | Arthur Solar 2, LLC | Arthur Solar 2, LLC - Solar | System Impact Study In Progress |  | 4800 | [5 empty] | Cypress Creek Renewables, LLC | Don | Nista | (904) 834-7779 | Sean Barnett | Photovoltaic | Solar | 15419 US 701 | Tabor City | NC | 28463 | T6630B02 | HIGHWAY 701 NORTH 23KV | TABOR CITY 115KV | 34.1672 | -78.832
DEP | Distribution | CHKLIST-9130 | 630 |  | 863-620-7212 | 767-383-5331 | Pristine Sun Fund 12, LLC - Chadbourn | Pristine Sun Fund 12, LLC - Chadbourn - Solar - Cancelled | Cancelled |  | 1000 | 1 | [7 empty] | (415) 848-8163 | Phillip Cathcart | Photovoltaic | Solar | 1983 Andrew Jackson Hwy. SW | Chadbourn | NC | 28431 | T6215B02 | CHADBOURN WEST 23KV | CHADBOURN 115KV | 36.3417 | -78.5784
DEC | Distribution | CHKLIST-11101 |  |  | 1557021361 |  | ESA Marshville NC, LLC | ESA Marshville NC, LLC - Solar | Pending Customer Response for Study |  | 1998 | [5 empty] | ESA Renewables |  |  | (407) 494-4547 | Christopher Grant | Photovoltaic | Solar | 650 W Union St | Marshville | NC | 28103 | 72542413 |  | Beaver Dam Ret 2405 | 34.987 | -80.3833
DEP | Distribution | CHKLIST-11103 |  |  |  |  | Fresh Air Energy XI, LLC Grifton PV1 | Fresh Air Energy XI, LLC Grifton PV1 - Solar | Pending System Impact Study |  | 4800 | [5 empty] | Ecoplexus, INC |  |  | (415) 626-1802 | Sean Barnett | Photovoltaic | Solar | 5288 Skeeter Pond Rd | Grifton | NC | 28530 | T4170B01 | GRIFTON 23KV | GRIFTON 115KV | 35.3661 | -77.4651
DEP | Distribution | CHKLIST-10553 | IPP633 |  | 5136008538 |  | Target Stores - 5136008538 | Target Stores - 5136008538 - Solar | Pending Final Interconnection Agreement |  | 360 | [5 empty] | SoCore Energy, LLC |  |  | (612) 304-5432 | Sean Barnett | Photovoltaic | Solar | 4841 Grove Barton Rd | Raleigh | NC | 27613 | T4910B22 | PLEASANT GROVE ROAD 23KV | RALEIGH LEESVILLE ROAD 230KV | 35.8706 | -78.7201
DEP | Distribution | CHKLIST-10542 |  |  |  |  | Arthur Solar, LLC | Arthur Solar, LLC - Solar | System Impact Study In Progress |  | 4800 | [5 empty] | Cypress Creek Renewables, LLC | Don | Nista | (310) 581-6299 | Sean Barnett | Photovoltaic | Solar | 15419 US 701 | Tabor City | NC | 28463 | T6630B02 | HIGHWAY 701 NORTH 23KV | TABOR CITY 115KV | 34.1672 | -78.832
DEC | Distribution | CHKLIST-10536 |  |  | 751387 |  | Target Stores - 751387 | Target Stores - 751387 - Solar | Energized |  | 360 | [5 empty] | SoCore Energy, LLC |  |  | (612) 304-5432 | Christopher Grant | Photovoltaic | Solar | 9531 South Blvd. | Charlotte | NC | 28273 | 01392403 |  | Montclaire Ret 2403 | 35.1083 | -80.8787 | 2016-02-23
DEC | Distribution | CHKLIST-10548 |  |  | 1104590 |  | Target Stores - 1104590 | Target Stores - 1104590 - Solar | Energized |  | 324 | [5 empty] | SoCore Energy, LLC |  |  | (612) 304-5432 | Christopher Grant | Photovoltaic | Solar | 5420 University Pkwy | Winston Salem | NC | 27105 | 03301212 |  | Shattalon SW STA 1212 | 36.1681 | -80.2792 | 2015-12-31
DEP | Distribution | CHKLIST-10534 |  |  |  |  | Whiteville Solar 1, LLC | Whiteville Solar 1, LLC - Solar | System Impact Study In Progress |  | 4800 | [5 empty] | Cypress Creek Renewables, LLC | Don | Nista | (310) 581-6299 | Sean Barnett | Photovoltaic | Solar | 2317 Prison Camp Rd | Whiteville | NC | 28472 | T6670B02 | BRUNSWICK 23KV | WHITEVILLE 115KV | 34.2795 | -78.7423
DEP | Distribution | CHKLIST-8437 |  |  |  |  | Staley Solar, LLC | Staley Solar, LLC - Solar - Cancelled | Cancelled |  | 5000 | [5 empty] | Green State Power |  |  | (336) 446-9382 | Vinita Moore | Photovoltaic | Solar | 337 E Franklinville St | Staley | NC | 27355 | T1330B03 | LIBERTY EAST 23KV | LIBERTY 115KV | 35.8006 | -79.5494
DEC | Distribution | CHKLIST-10528 |  |  | 1980079112 |  | Target Stores - 1980079112 | Target Stores - 1980079112 - Solar | Energized |  | 360 | [5 empty] | SoCore Energy, LLC |  |  | (612) 304-5432 | Christopher Grant | Photovoltaic | Solar | 8830 Albemarle Rd | Charlotte | NC | 28227 | 01332412 |  | Wilgrove Ret 2412 | 35.2087 | -80.6947 | 2016-03-18
DEP | Distribution | CHKLIST-10607 |  |  |  |  | Pine Valley Solar Farm, LLC | Pine Valley Solar Farm, LLC - Solar | System Impact Study In Progress |  | 4996 | [5 empty] | Calvert Energy |  |  | (301) 367-9131 | Sean Barnett | Photovoltaic | Solar | 100 Pine Valley Lane | West End | NC | 27376 | T1700B13 | PINE WILD 23KV | WEST END 230KV | 35.2181 | -79.5293
DEP | Distribution | CHKLIST-10604 | 591 | CHKLIST 10604 | 3464930712 |  | Redwood LTC Group, LLC | Redwood LTC Group, LLC - Solar | Pending Final Interconnection Agreement |  | 81 | [5 empty] | Cape Fear Solar Systems, LLC |  |  | (910) 791-8932 | Sean Barnett | Photovoltaic | Solar | 3015 Enterprise Dr | Wilmington | NC | 28405 | T6205B13 | NORTH CHASE 23KV | CASTLE HAYNE 230KV | 35.3062 | -77.8764
DEP | Distribution | CHKLIST-11240 |  |  |  |  | Arres, LLC - AR650 | Arres, LLC - AR650 - Solar | Pending System Impact Study |  | 10000 | [5 empty] | Arres LLC |  |  | (504) 261-3139 | Sean Barnett | Photovoltaic | Solar | 2700 Cale Lane | Olanta | SC | 29124 | T3040B01 | OLANTA NORTH 23KV | OLANTA 230KV | 33.9982 | -79.9592
DEC | Distribution | Project 13355 |  |  |  |  | Warbler Holdings, LLC | Warbler Holdings, LLC - Solar | Pending System Impact Study |  | 4000 | [5 empty] | Birds Eye Energy |  |  | (704) 912-5199 | Jerry Barton | Photovoltaic | Solar | West of 631 Plato Lee Road | Shelby | NC | 28150 | 16701204 |  | Blanton Ret 1204 | 35.3205 | -81.6222
DEC | Distribution | CHKLIST-12115 |  |  |  |  | Bakatsias Solar Farm, LLC | Bakatsias Solar Farm, LLC - Solar | System Impact Study In Progress |  | 4996 | [5 empty] | ESA Renewables |  |  | (407) 494-4547 | Sean Barnett | Photovoltaic | Solar | 150 Kronbergs Court | Haw River | NC | 27258 | 11082414 |  | Trollingwood Ret 2414 | 36.0743 | -79.3456
DEC | Distribution | CHKLIST-11124 |  |  | 2047466797 |  | Conergy Projects Inc - Brull | Conergy Projects Inc - Brull - Solar | Pending System Impact Study |  | 10000 | [5 empty] | Conergy Projects Inc - Brull |  |  | (914) 334-1900 | Jerry Barton | Photovoltaic | Solar | Bear Den Rd | Blacksburg | SC | 29702 | 60321201 |  | Blacksburg Ret 1201 | 35.125 | -81.5381
DEC | Distribution | CHKLIST-10903 |  |  | 1274726431 |  | Hecate Energy West Newberry | Hecate Energy West Newberry - Solar | System Impact Study In Progress |  | 3330 | [5 empty] | Hecate Energy |  |  | (415) 999-1427 | Jerry Barton | Photovoltaic | Solar | 304 Industrial Park Rd | Newberry | SC | 29108 | 07472410 |  | Newberry Main 2410 | 34.2504 | -81.6504
DEC | Distribution | CHKLIST-9160 |  |  | 1773673801 |  | Vivid Solar I, LLC | Vivid Solar I, LLC - Solar - Withdrawn | Withdrawn |  | 2000 | [8 empty] | (704) 776-6057 | Vinita Moore | Photovoltaic | Solar | 430 Salem Church Rd. | Bostic | NC | 28018 | 15951202 |  | Washburn Ret 1202
DEP | Distribution | CHKLIST-11156 |  |  |  |  | FTS DevCO, LLC - Clarendon B | FTS DevCO, LLC - Clarendon Solar B - Solar - Withdrawn | Cancelled |  | 10000 | [8 empty] | (415) 872-0766 | Sean Barnett | Photovoltaic | Solar | Church St | Summerton | SC | 29148 | T3965B02 | PINEWOOD-PAXVILLE 23KV | SUMMERTON 230KV | 33.6181 | -80.3597
DEC | Distribution | CHKLIST-9158 |  |  | 1363804298 |  | Depriest Solar, LLC | Depriest Solar, LLC - Solar - Withdrawn | Withdrawn |  | 4500 | [5 empty] | FLS Energy, Inc. |  |  | (828) 350-3993 | Vinita Moore | Photovoltaic | Solar | 1408 Depriest Rd | Bostic | NC | 28018 | 15951202 |  | Washburn Ret 1202 | 35.4457 | -81.8172
DEC | Distribution | CHKLIST-11269 |  |  | 1979791801 |  | Enerparc Inc - Neal Hawkins Rd | Enerparc Inc - Neal Hawkins Rd - Solar | System Impact Study In Progress |  | 4380 | [5 empty] | Self Installed - NC |  |  | (415) 866-7458 | Christopher Grant | Photovoltaic | Solar | 6095 Neal Hawkins Rd | Gastonia | NC | 28056 | 79271204 |  | Peacock Tie 1204 | 35.2259 | -81.1902
DEC | Distribution | CHKLIST-9159 |  |  | 1303537448 |  | Fire Solar I, LLC- 5551 Phelps Farm Rd. | Fire Solar I, LLC- 5551 Phelps Farm Rd. - Solar - Withdrawn | Withdrawn |  | 5000 | [5 empty] | The Adams Group | Graham | Adams | (704) 776-6057 | Jerry Barton | Photovoltaic | Solar | 5551 Phelps Farm Rd. | Clemmons | NC | 27012 | 03071210 |  | Clemmons Ret 1210 | 35.9882 | -80.342
DEP | Distribution | CHKLIST-11281 |  |  |  |  | Arres, LLC - AR740 | Arres, LLC - AR740 - Solar | Pending |  | 10000 | [5 empty] | Arres LLC |  |  | (504) 261-3139 | Sean Barnett | Photovoltaic | Solar | 2700 Cale Lane | Olanta | SC | 29124 | T3040B01 | OLANTA NORTH 23KV | OLANTA 230KV | 33.9982 | -79.9592
DEP | Distribution | CHKLIST-11276 |  |  |  |  | Arres, LLC - AR720 | Arres, LLC - AR720 - Solar | Pending |  | 10000 | [5 empty] | Arres LLC |  |  | (504) 261-3139 | Sean Barnett | Photovoltaic | Solar | 2700 Cale Ln | Olanta | SC | 29124 | T3040B02 | OLANTA SOUTH 23KV | OLANTA 230KV | 33.9982 | -79.9592
DEP | Distribution | CHKLIST-11284 |  |  |  |  | Arres, LLC - AR730 | Arres, LLC - AR730 - Solar | Pending |  | 10000 | [5 empty] | Self Installed - SC |  |  | (504) 261-3139 | Sean Barnett | Photovoltaic | Solar | 2700 Cale Lane | Olanta | SC | 29124 | T3040B01 | OLANTA NORTH 23KV | OLANTA 230KV | 33.9982 | -79.9592
DEP | Distribution | CHKLIST-11279 |  |  |  |  | Arres, LLC - AR700 | Arres, LLC - AR700 - Solar | Pending Customer Response for IR |  | 10000 | [8 empty] | (504) 261-3139 | Sean Barnett | Photovoltaic | Solar | 2700 Cale Ln | Olanta | SC | 29124 | T3040B01 | OLANTA NORTH 23KV | OLANTA 230KV | 33.9982 | -79.9592
DEC | Distribution | CHKLIST-8156 |  |  | 2047575868 |  | Lux Solar I, LLC | Lux Solar I, LLC - Solar | Facility Study In Progress |  | 2000 | [5 empty] | Cypress Creek Renewables, LLC | Don | Nista | (310) 581-6299 | Kelly Duke | Photovoltaic | Solar | 5124 1B E. Dixon Blvd | Kings Mountain | NC | 28086 | 16061205 |  | Bethware Ret 1205 | 35.2468 | -81.4464
DEP | Distribution | CHKLIST-11175 |  |  |  |  | Bishopville Solar II LLC | Bishopville Solar II LLC - Solar | Pending System Impact Study |  | 10000 | [5 empty] | Cypress Creek Renewables, LLC | Don | Nista | (310) 581-6299 | Sean Barnett | Photovoltaic | Solar | 813 Wisacky Hwy and Manton Road | Bishopville | SC | 29010 | T3350B04 | HIGHWAY 341 23KV | BISHOPVILLE 230KV | 34.2052 | -80.227
DEC | Distribution | CHKLIST-11179 |  |  | 1296889361 |  | SoCore SC Development, LLC - 251 Horseshoe Cir | SoCore SC Development LLC - 251 Horseshoe Cir - Solar | Pending Customer Response for Study |  | 1980 | [5 empty] | SoCore Energy, LLC |  |  | (773) 913-4404 | Christopher Grant | Photovoltaic | Solar | 251 Horseshoe Cir | Chesnee | SC | 29323 | 60251201 |  | Chesnee Ret 1201 | 35.1647 | -81.8723
DEP | Distribution | CHKLIST-11180 |  |  |  |  | Pristine Sun SC, LLC | Pristine Sun SC, LLC 21001 Welch Solar - Solar | Pending Customer Response for IR |  | 996 | [5 empty] | Pristine Sun SC, LLC |  |  | (415) 848-8100 | Sean Barnett | Photovoltaic | Solar | S. Jones Rd | Olanta | SC | 29114 | T3040B01 | OLANTA NORTH 23KV | OLANTA 230KV
DEC | Distribution | CHKLIST-11177 |  |  | 1752098977 |  | Webster Solar, LLC | Webster Solar, LLC - Solar | Pending System Impact Study |  | 5440 | [5 empty] | Solbridge |  |  | (843) 906-4759 | Kelly Duke | Photovoltaic | Solar | SC-86 & SR S-4-38 | Piedmont | SC | 29673 | 02821209 |  | Wrenn Ret 1209 | 34.7313 | -82.5386
DEP | Distribution | CHKLIST-9355 |  |  |  |  | Flowers Solar, LLC | Flowers Solar, LLC - Solar | System Impact Study In Progress |  | 4998 | [5 empty] | Cypress Creek Renewables, LLC | Don | Nista | (636) 474-9067 | Sean Barnett | Photovoltaic | Solar | Baileys Crossroads Rd and Chic Ennis Rd | Benson | NC | 27504 | T5480B02 | BAILEYS CROSSROADS 23KV | BENSON 230KV | 35.4122 | -78.6031
DEP | Distribution | Project 12780 |  |  |  |  | Coogee Solar, LLC | Coogee Solar, LLC - Solar | Pending System Impact Study |  | 5000 | [5 empty] | Cypress Creek Renewables, LLC | Don | Nista | (310) 581-6299 | Sean Barnett | Photovoltaic | Solar | New Ditch Farm Road | Grantsboro | NC | 28529 | T4050B02 | AURORA 23KV | BAYBORO 230KV
DEP | Distribution | Project 13372 |  |  |  |  | Trojan Solar, LLC | Trojan Solar, LLC - Solar | Pending System Impact Study |  | 5000 | [5 empty] | Cypress Creek Renewables, LLC | Don | Nista | (310) 581-6299 | Sean Barnett | Photovoltaic | Solar | Andrew Jackson HWY E | Delco | NC | 28436 | T6250B02 | DELCO 23KV | DELCO 115KV | 34.3114 | -78.2063
DEP | Distribution | Project 12786 |  |  |  |  | Boylston Solar LLC | Boylston Solar LLC - Solar | Pending System Impact Study |  | 1998 | [5 empty] | Cypress Creek Renewables, LLC | Don | Nista | (310) 581-6299 | Sean Barnett | Photovoltaic | Solar | 357 Spinning Rd | Whiteville | NC | 28472 | T6670B02 | BRUNSWICK 23KV | WHITEVILLE 115KV | 34.1731 | -78.4261
DEP | Distribution | CHKLIST-11331 |  |  |  |  | Gilead Farm, LLC | Gilead Farm, LLC - Solar | System Impact Study In Progress |  | 5000 | [5 empty] | Strata Solar, LLC |  |  | (919) 960-6015 | Sean Barnett | Photovoltaic | Solar | 3798 NC Hwy 109 | Mount Gilead | NC | 27306 | T1360B02 | MOUNT GILEAD EAST 12KV | MT. GILEAD 115KV | 35.1981 | -80.015
DEP | Distribution | CHKLIST-10605 |  |  |  |  | Pinesage Solar Farm, LLC | Pinesage Solar Farm, LLC - Solar | System Impact Study In Progress |  | 4996 | [5 empty] | ESA Renewables |  |  | (407) 494-4547 | Sean Barnett | Photovoltaic | Solar | 7353 NC Hwy 211 | West End | NC | 27376 | T1700B11 | SEVEN LAKES 24KV | WEST END 230KV | 35.2141 | -79.5182
DEC | Distribution | CHKLIST-11113 |  |  | 1581674229 |  | Van Wyck Farm, LLC | Van Wyck Farm, LLC - Solar | Pending Customer Response for IR |  | 4998 | [5 empty] | Strata Solar, LLC |  |  | (919) 960-6015 | Kelly Duke | Photovoltaic | Solar | 3699 Wheels of Peace Rd | Lancaster | SC | 29720 | 72042402 |  | Van Wyck Ret 2402 | 34.8145 | -80.8107
DEP | Distribution | CHKLIST-10866 |  |  |  |  | Cardinal Solar, LLC - 261 Curtis Floyd Rd | Cardinal Solar, LLC - 261 Curtis Floyd Rd - Solar | System Impact Study In Progress |  | 10000 | [5 empty] | NARENCO |  |  | (704) 200-2916 | Sean Barnett | Photovoltaic | Solar | 261 Curtis Floyd Rd | Marion | SC | 29571 | T3010B11 | MARION INDUSTRIAL 23KV | MARION 230KV | 34.2006 | -79.3837
DEP | Distribution | CHKLIST-9139 |  |  |  |  | ESA Kinston NC, LLC | ESA Kinston NC, LLC - Solar | System Impact Study In Progress |  | 1998 | [5 empty] | ESA Renewables |  |  | (407) 474-4433 | Sean Barnett | Photovoltaic | Solar | 1000 Cunningham Road | Kinston | NC | 28501 | T4170B02 | GRAINGER 23KV | GRIFTON 115KV | 35.2975 | -77.5587
DEC | Distribution | CHKLIST-11139 |  |  | 1646472063 |  | Ruskin Solar | Ruskin Solar - Solar - Withdrawn | Withdrawn |  | 10000 | [5 empty] | FTS DevCo LLC |  |  | (415) 872-0766 | Jerry Barton | Photovoltaic | Solar | Grumling Rd W | Hodges | SC | 29653 | 07291203 |  | Forest Hill Ret 1203 | 34.3022 | -82.2713
DEC | Distribution | CHKLIST-8149 |  |  | 2067224732 |  | Freemont Solar Center, LLC | Freemont Solar Center, LLC - Cancelled | Superseded |  | 5000 | [5 empty] | Heliosage Energy | Andrew | Foukal | (434) 293-7589 | Kelly Duke | Photovoltaic | Solar | 727 Avenel Lane | Stanley | NC | 28164 | 79301208 |  | Triangle Ret 1208 | 35.4116 | -80.9986
DEC | Distribution | CHKLIST-3527 |  |  | 2937612 |  | Saia Motor Freight Line, LLC | Saia Motor Fright I - Solar - Withdrawn | Withdrawn |  | 216 | [5 empty] | Bright Energy |  |  | (678) 542-3943 | Stephanie Jett | Photovoltaic | Solar | 1101 W Craighead Rd | Charlotte | NC | 28206 | 01361204 |  | Bancroft Ret 1204
DEP | Distribution | Project 12763 |  |  |  |  | Goldenrod Solar LLC | Goldenrod Solar LLC - Solar | Pending System Impact Study |  | 2000 | [5 empty] | Southern Current LLC |  |  | (843) 906-4759 | Sean Barnett | Photovoltaic | Solar | Edwards Ave and S Pamplico Hwy | Pamplico | SC | 29583 | T3060B02 | SALEM CROSSROADS 23 KV | PAMPLICO 115 KV
DEC | Distribution | CHKLIST-9161 |  |  | 1440372226 |  | Clear Solar I, LLC | Clear Solar I, LLC - Solar | Pending Final Interconnection Agreement |  | 5000 | [8 empty] | (704) 776-6057 | Jerry Barton | Photovoltaic | Solar | 611 Pine St. Ext. | Forest City | NC | 28043 | 15161202 |  | Paradise Ret 1202 | 35.3121 | -81.8489
DEC | Distribution | CHKLIST-12122 |  |  |  |  | David Zimmer | David Zimmer - Commercial Solar | Pending |  | 30 | [8 empty] | (864) 884-6369 | Jerry Barton | Photovoltaic | Solar | 3503 Rutherford Rd Ext | Taylors SC | SC | 29687 | 02441204 |  | Pebble Creek Ret 1204 | 34.9154 | -82.3209
DEP | Distribution | CHKLIST-9162 |  |  |  |  | C & S Solar, LLC | C & S Solar, LLC - Solar | System Impact Study In Progress |  | 5001 | [5 empty] | FLS Energy, Inc. |  |  | (828) 350-3993 | Sean Barnett | Photovoltaic | Solar | 3950 NC Highway 41 S | Fairmont | NC | 28340 | T1908B03 | FAIRMONT NORTH 23KV | FAIRMONT 115KV | 34.5371 | -79.0936
DEC | Distribution | CHKLIST-9164 |  |  | 1400584737 |  | Shakespeare Solar, LLC | Shakespeare Solar, LLC - Solar | Pending System Impact Study |  | 4998 | [5 empty] | FLS Energy, Inc. |  |  | (828) 350-3993 | Kelly Duke | Photovoltaic | Solar | 235 Shakespeare Drive | Forest City | NC | 28043 | 15161202 |  | Paradise Ret 1202 | 35.3042 | -81.8614
DEP | Distribution | CHKLIST-11301 |  |  |  |  | HCE Columbus I, LLC | HCE Columbus I, LLC - | System Impact Study In Progress |  | 4998 | [5 empty] | Holocene Clean Energy |  |  | (919) 829-0037 | Sean Barnett | Photovoltaic | Solar | 4159 James B White Hwy S | Whiteville | NC | 28472 | T6670B02 | BRUNSWICK 23KV | WHITEVILLE 115KV | 34.2863 | -78.7362
DEC | Distribution | CHKLIST-9357 |  |  | 1582731831 |  | Blum, INC- NM | Blum, INC - Solar | Energized |  | 1560 | [5 empty] | Hannah Solar LLC |  |  | (704) 827-1345 | Kelly Duke | Photovoltaic | Solar | 7733 Old Plank Rd | Stanley | NC | 28164 | 79301206 |  | Triangle Ret 1206 | 35.4188 | -81.014 | 2016-02-08
DEP | Distribution | CHKLIST-9361 |  |  |  |  | Sunflower Solar, LLC | Sunflower Solar, LLC- Solar | Pending Customer Response for Study |  | 10000 | [5 empty] | NARENCO |  |  | (704) 491-0404 | Sean Barnett | Photovoltaic | Solar | 357 Brockington Road | Kingstree | SC | 29554 | T2936B23 | MARTEX NORTH 24KV | KINGSTREE NORTH 230KV | 33.7295 | -79.8233
DEP | Distribution | Project 12777 |  |  |  |  | Wadesboro Solar, LLC | Wadesboro Solar, LLC - Solar | Pending System Impact Study |  | 20000 | [5 empty] | O2 EMC LLC |  |  | (336) 708-5161 | Sean Barnett | Photovoltaic | Solar | 275 Allen Pond Rd. | Wadesboro | NC | 28170 | T1670B01 | LILESBILLE 23KV | WADESBORO 230KV | 34.9739 | -80.029
DEP | Distribution | Project 13371 |  |  |  |  | Tamworth Holdings, LLC | Tamworth Holdings, LLC - Solar | Pending System Impact Study |  | 5000 | [5 empty] | Birds Eye Energy |  |  | (704) 644-7733 | Sean Barnett | Photovoltaic | Solar | 15050 US Hwy 701 | Garland | NC | 28441 | T6360B02 | GARLAND 23KV | GARLAND 230KV | 34.7456 | -78.4242
DEP | Distribution | CHKLIST-9359 |  |  |  |  | Cherry Grove Solar, LLC | Cherry Grove Solar, LLC- Solar | Pending System Impact Study |  | 5499 | [5 empty] | FLS Energy, Inc. |  |  | (828) 350-3993 | Sean Barnett | Photovoltaic | Solar | 1050 Cherry Grove Rd. | Cerro Gordo | NC | 28430 | T6215B02 | CHADBOURN WEST 23KV | CHADBOURN 115KV | 34.3078 | -78.9337
DEC | Distribution | CHKLIST-11338 |  |  | 144779 |  | Crown Cork Seal Inc- NM | Crown Cork Seal Inc- Solar | Pending Final Interconnection Agreement |  | 696 | [5 empty] | Hannah Solar LLC |  |  | (215) 534-8096 | Kelly Duke | Photovoltaic | Solar | 930 Beaumont Ave | Spartanburg | SC | 29303 | 60101207 |  | Pinewood Ret 1207 | 34.9734 | -81.9329
DEC | Distribution | CHKLIST-11176 |  |  | 1151828631 |  | SoCore SC Development, LLC - Furman Rd | SoCore SC Development LLC - Furman Rd - Solar - Withdrawn | Withdrawn |  | 1980 | [8 empty] | (773) 913-4404 | Christopher Grant | Photovoltaic | Solar | Furman Rd and Anderson Rd | Anderson | SC | 29621 | 04221203 |  | Piercetown SS 1203 | 34.6379 | -82.6092
DEP | Distribution | CHKLIST-11174 |  |  |  |  | Innovative Solar 128 LLC | Innovative Solar 128 LLC - Solar | Pending System Impact Study |  | 5000 | [5 empty] | Innovative Solar 128 LLC |  |  | (828) 215-9064 | Sean Barnett | Photovoltaic | Solar | 7311 Old Nichols Hwy | Mullins | SC | 29574 | T3030B02 | BLUFF ROAD 23KV | MULLINS 115KV | 34.2245 | -78.7874
DEC | Distribution | Project 13349 |  |  | 1960109799 |  | Ellisboro Solar LLC | Ellisboro Solar LLC - Solar | Pending System Impact Study |  | 4999 | [5 empty] | FLS Energy, Inc. |  |  | (828) 350-3993 | Sean Barnett | Photovoltaic | Solar | 673 Sardis Church Rd | Madison | NC | 27025 | 51061203 |  | Madison Ret 1203 | 36.3406 | -79.989
DEC | Distribution | CHKLIST-9141 |  |  | 1371734946 |  | Hicone Solar, LLC | Hicone Solar, LLC - Solar- Withdrawn | Withdrawn |  | 4998 | [5 empty] | FLS Energy, Inc. |  |  | (828) 350-3993 | Vinita Moore | Photovoltaic | Solar | 5651 Hicone Rd | Gibsonville | NC | 27249 | 09262409 | Guilford | Rudd Ret 2409 | 36.1628 | -79.6402
DEP | Distribution | CHKLIST-7614 | 310 | IC12-0107 | 035-973-4712 | 098-517-7555 | Warsaw Solar 2, LLC | Warsaw Solar 2, LLC - Solar | Energized | 184L73 (Sensor)/184M00 (Meter) | 1900 | 1 | No | No | Yes | No | FLS Energy, Inc. |  |  | (801) 679-3507 | Sean Barnett | Photovoltaic | Solar | 1115 W. Wards Bridge Road | Warsaw | NC | 28398 | T6070B02 | NATIONAL SPINNING 23KV | WARSAW 230KV | 35.0125 | -78.0128 | 2013-12-11
DEP | Distribution | CHKLIST-7615 | 323 | IC12-0108 |  | 623-535-1886 | Biltmore Natural Resources, LLC | Biltmore Natural Resources, LLC - Solar - Cancelled | Cancelled | 17WD69/17WD70 | 1500 | 1 | No | No | Yes | No |  |  |  | 828-225-6332 | Sean Barnett | Photovoltaic | Solar | 1 Approach Road | Asheville | NC | 28801 | T0340B11 | AMBOY 12KV | WEST ASHEVILLE 115KV | 35.5564 | -82.5822 | 2013-04-25
DEP | Distribution | CHKLIST-7616 |  | IC12-109 | 025-947-9178 | 475-858-7622 | Columbus Solar Farm | Columbus Solar Farm - Solar - Cancelled | Cancelled |  | 3000 | [5 empty] | NARENCO |  |  | 000-000-0000 | Sean Barnett | Photovoltaic | Solar | 227 South Side Drive, Suite B | Charlotte | NC | 28217 | N/A | N/A | N/A | 35.186 | -80.8816
DEP | Distribution | CHKLIST-7617 | 333 | IC12-110 | 791-080-7366 | 050-955-5983 | North Carolina Solar III, LLC | North Carolina Solar III, LLC - Solar | Energized | 17YA31 (Recloser)/17YA35 (Meter) | 5000 | 1 | No | Yes | Yes | Yes | Heelstone Energy, LLC |  |  | (919) 475-1811 | Stewart Grantham | Photovoltaic | Solar | 8621 Gibson Road | Gibson | NC | 28343 | T2181B05 | GIBSON 23KV | LAUREL HILL 230KV | 34.7665 | -79.5564 | 2013-12-09
DEP | Distribution | CHKLIST-7619 | 317 | IC12-0112 |  | 679-003-1782 | Corc Solar, LLC | Corc Solar, LLC - Solar | Energized | 138005 | 257 | 1 | No | No | Yes | No | Baker Renewable Energy |  |  | 336-512-3313 | Sean Barnett | Photovoltaic | Solar | 400 Vintage Park Drive | Zebulon | NC | 27597 | T6090B05 | ZEBULON INDUSTRIAL 23KV | ZEBULON 115KV | 35.832 | -78.3037 | 2013-01-16
DEP | Distribution | CHKLIST-7620 | 320 | IC12-113 | 624-020-4856 | 200-336-6917 | Selma Solar, LLC | Selma Solar, LLC - Solar | Energized | 17WE41 (Recloser)/17WE42 (Meter) | 5000 | [5 empty] | FLS Energy, Inc. |  |  | (801) 679-3507 | Sean Barnett | Photovoltaic | Solar | 306 Watson Road | Selma | NC | 27576 | T5970B08 | MICRO 23KV | SELMA 230KV | 35.577 | 77.1807 | 2014-08-08
DEP | Distribution | CHKLIST-7621 | 319 | IC12-114 | 795-640-8186 | 540-173-9031 | Turkey Branch Solar, LLC | Turkey Branch Solar, LLC - Solar | Energized | 17XR37 (Recloser)/17XR38 (Meter) | 5000 | 1 | No | Yes | Yes | Yes | FLS Energy, Inc. |  |  | (801) 679-3507 | Sean Barnett | Photovoltaic | Solar | 668 Turkey Branch Road | Fairmont | NC | 28340 | T1980B03 | FAIRMONT NORTH 23KV | FAIRMONT 115KV | 34.5237 | -79.1027 | 2014-08-06
DEP | Distribution | CHKLIST-7622 | 342 | IC12-0115 | 671-671-2069 | 886-160-1006 | Biscoe Solar, LLC | Biscoe Solar, LLC - Solar | Energized | 17YP75 (Recloser)/17YP77 (Meter) | 5000 | 1 | No | Yes | Yes | Yes | FLS Energy, Inc. |  |  | (801) 679-3507 | Sean Barnett | Photovoltaic | Solar | 179 Batten Road | Biscoe | NC | 27209 | T0990B03 | BISCOE 23KV | BISCOE 115KV | 35.3799 | -79.7774 | 2014-09-09
DEP | Distribution | CHKLIST-7623 | 340 | IC12-0116 | 162-929-9383 | 428-195-8282 | Red Hill Solar Center, LLC | Red Hill Solar Center, LLC - Solar | Energized | 17YJ85 (Recloser)/17YJ86 (Meter) | 4990 | [5 empty] | Heelstone Energy, LLC |  |  | (919) 475-1811 | Sean Barnett | Photovoltaic | Solar | 401 Red Hill Loop | Warrenton | NC | 27589 | T5360B02 | WARRENTON 23KV | WARRENTON 115KV | 36.404 | 78.141 | 2014-12-12
DEP | Distribution | CHKLIST-7626 |  | IC12-119 |  |  | HelioSage, LLC - Sandyfield | HelioSage, LLC - Sandyfield - Solar - Cancelled | Cancelled |  | 5000 | [8 empty] | 000-000-0000 | Sean Barnett | Photovoltaic | Solar | 12349 Old Lake Road | Sandyfield | NC | 28456 | N/A | N/A | N/A | 34.363 | -78.318
DEP | Distribution | CHKLIST-7627 | 339 | IC12-120 | 462-559-5055 | 148-492-1612 | SunE Bearpond Lessee, LLC | SunE Bearpond Lessee, LLC | Energized | 17YJ49 (Recloser)/17YJ52 (Meter) | 4990 | [5 empty] | SUN EDISON LLC - 1193536681 |  |  | (716) 775-6522 | Sean Barnett | Photovoltaic | Solar | 1589 Bearpond Rd | Henderson | NC | 27537 | T4785B06 | GILLBURG 23KV | HENDERSON EAST 230KV | 36.2759 | -78.3776 | 2014-12-12
DEP | Distribution | CHKLIST-7628 | 324 | IC12-121 | 453-953-6807 | 013-142-3980 | AM Best Farm, LLC | AM Best Farm, LLC - Solar | Energized | 17XE04/17XE14 | 5000 | 1 | No | Yes | Yes | Yes | Strata Solar, LLC |  |  | 919-960-6015 | Sean Barnett | Photovoltaic | Solar | 381 Fedelon Trail | Goldsboro | NC | 27530 | T5465B03 | WAYNESBORO 24 KV | BELFAST 115KV | 35.4141 | -77.987 | 2013-06-12
DEP | Distribution | CHKLIST-7629 | 330 | IC12-0122 | 240-895-5355 | 855-681-5291 | Wagstaff Farm 1, LLC | Wagstaff Farm 1, LLC - Solar | Energized | 17XQ21/17XQ22 | 4975 | 1 | No | Yes | Yes | Yes | Strata Solar, LLC |  |  | 919-960-6015 | Sean Barnett | Photovoltaic | Solar | 441 Woodsdale Road | Roxboro | NC | 27573 | T5240B15 | MAYO 23KV | ROXBORO 115KV | 36.4506 | -78.958 | 2013-11-06
DEP | Distribution | CHKLIST-7630 | 343 | IC12-0123 | 479-116-3811 | 659-939-2401 | McCallum Farm, LLC | McCallum Farm, LLC - Solar | Energized | 183M93 (Recloser)/183N06 (Meter) | 5000 | 1 | No | Yes | Yes | Yes | Strata Solar, LLC |  |  | 919-960-6015 | Stewart Grantham | Photovoltaic | Solar | 2058 Main Street | Rowland | NC | 28383 | T2335B02 | ROWLAND 23KV | ROWLAND 230KV | 34.5427 | -79.3017 | 2013-09-19
DEP | Distribution | CHKLIST-7631 | 356 | IC12-124 | 624-753-5773 | 780-625-8922 | SunE Shankle Lessee, LLC | SunE Shankle Lessee, LLC - Solar | Energized | 18QB99 (Recloser)/18QC00 (Meter) | 5000 | [5 empty] | SUN EDISON LLC - 1193536681 |  |  | 434-293-7589 | Sean Barnett | Photovoltaic | Solar | 828 Shankle Road | Shannon | NC | 28386 | T2282B02 | NC HIGHWAY 20 12KV | RAEFORD SOUTH 115KV | 34.943 | 79.193 | 2015-01-21
DEP | Distribution | CHKLIST-7632 | 325 | IC12-125 | 244-088-6691 | 800-229-8167 | Dessie Solar Center, LLC | Dessie Solar Center, LLC - Solar | Energized | 17X132 (Recloser) / 17X133 (Meter) | 5000 | [5 empty] | SUN EDISON LLC - 1193536681 |  |  | 434-293-7589 | Sean Barnett | Photovoltaic | Solar | 1041 Dessie Road | Chadbourn | NC | 28431 | T6215B01 | CHADBOURN EAST 23KV | CHADBOURN 115KV | 34.3031 | -78.8335 | 2014-11-07
DEP | Distribution | CHKLIST-7633 |  | IC12-126 |  |  | Pate Farm, LLC | Pate Farm, LLC - Solar - Cancelled | Cancelled |  | 20000 | [5 empty] | Strata Solar, LLC |  |  | 000-000-0000 | Stewart Grantham | Photovoltaic | Solar | 40 Milk Dairy Rd | Red Springs | NC | 28377 | T2320B01 | RED SPRINGS CITY 23 KV | RED SPRINGS 115KV
DEP | Distribution | CHKLIST-7634 |  | IC12-127 |  |  | Bolton Farm, LLC | Bolton Farm, LLC - Solar - Cancelled | Cancelled |  | 20000 | [5 empty] | Strata Solar, LLC |  |  | (919) 960-7700 | Stewart Grantham | Photovoltaic | Solar | Airport Road | Warrenton | NC | 27589 | T5360B03 | NORLINA 23KV | WARRENTON 115KV | 36.4183 | -78.1517
DEP | Distribution | CHKLIST-7635 |  | IC12-128 |  |  | Bladenboro Farm, LLC | Bladenboro Farm, LLC - Solar - Cancelled | Cancelled |  | 20000 | [5 empty] | Strata Solar, LLC |  |  | 000-000-0000 | Stewart Grantham | Photovoltaic | Solar | 750 Forrest Drive | Bladenboro | NC | 28320 | T1810B01 | BLADENBORO CITY 23KV | BLADENBORO 115KV
DEP | Distribution | CHKLIST-7960 |  | IC14-107 |  |  | Sumter Heat and Power, LLC | Sumter Heat and Power, LLC - Solar - Withdrawn | Withdrawn |  | 1928 | [8 empty] | 000-000-0000 | Sean Barnett | Photovoltaic | Solar | 2050 Highway 15 South | Sumter | SC | 29150 | T3968B01 | GOLDKIST 12KV | SUMTER CAROLINA GOLDEN PRODUCTS 115KV | 33.8281 | -80.4095
DEP | Distribution | CHKLIST-7961 |  | IC14-108 |  |  | Columbo Farm, LLC - Cancelled | Columbo Farm, LLC - Solar - Withdrawn | Withdrawn |  | 5000 | [5 empty] | Strata Solar, LLC |  |  | 000-000-0000 | Sean Barnett | Photovoltaic | Solar | 4248 N. Carolina 210 | Smithfield | NC | 27577 | T5970B07 | BROGDEN 23KV | SELMA 230KV | 35.5013 | -78.4287
DEP | Distribution | CHKLIST-7962 |  | IC14-109 | 565-529-1838 | 720-889-9422 | Cabaniss Farm, LLC | Cabaniss Farm, LLC - Solar - Cancelled | Cancelled |  | 5000 | [5 empty] | Strata Solar, LLC |  |  | (919) 682-6822 | Sean Barnett | Photovoltaic | Solar | 61 Mary Drive | Louisburg | NC | 27549 | T4930B02 | LOUISBURG INDUSTRIAL 23KV | LOUISBURG 115KV | 36.0793 | -78.2629
DEP | Distribution | CHKLIST-7963 | 595 | IC14-110 | 479-035-3371 | 590-857-2125 | Bearford Solar II, LLC | Bearford Solar II, LLC - Solar | Under Construction | 1BPG55(Int. G&W) 1BNB06(SI G&W) | 5000 | [5 empty] | Cypress Creek Renewables, LLC | Don | Nista | (310) 581-6299 | William Winslow | Photovoltaic | Solar | 4107 US Hwy. 117 N | Burgaw | NC | 28425 | T6160B01 | BURGAW 23KV | BURGAW 115KV | 34.4657 | -77.8861
DEP | Distribution | CHKLIST-7964 |  | IC14-111 |  |  | Sabattus Solar, LLC | Sabattus Solar, LLC - Solar - 1st installation - Withdrawn | Withdrawn |  | 4999 | [5 empty] | FLS Energy, Inc. |  |  | 000-000-0000 | Sean Barnett | Photovoltaic | Solar | Mt. Pleasant & Winters Road | Bailey | NC | 27807 | T5450B03 | BAILEY MOUNT PLEASANT 23KV | BAILEY 230KV | 35.8216 | -78.1229
DEP | Distribution | CHKLIST-7965 | 507 | IC14-112 | 4916335625 |  | Nash 97 Solar, LLC | Nash 97 Solar - Solar | Energized | 1B6J28 (Recloser) / 1B6J29 (Meter) | 4998 | [5 empty] | Cypress Creek Renewables, LLC | Don | Nista | (310) 581-6299 | Stewart Grantham | Photovoltaic | Solar | 11250 West NC97 | Middlesex | NC | 27557 | T6045B13 | SAMARIA 24KV | SAMARIA 115KV | 35.8539 | -78.1996 | 2016-01-13
DEP | Distribution | CHKLIST-7966 |  | IC14-113 |  |  | Ruff Solar, LLC | Ruff Solar, LLC - Solar - Cancelled | Cancelled |  | 680 | [8 empty] | 000-000-0000 | Sean Barnett | Photovoltaic | Solar | Ellenboro Henrietta Road | Ellenboro | NC | 28040 | N/A | N/A | N/A | 35.304 | -81.7743
DEP | Distribution | CHKLIST-7967 |  | IC14-114 |  |  | Carolina Solar II - Kalish Farms | Carolina Solar II - Kalish Farms - Solar | System Impact Study In Progress |  | 4950 | [5 empty] | Carolina Solar Energy II, LLC |  |  | (919) 682-6822 | Sean Barnett | Photovoltaic | Solar | McAulay Farm Road | Candor | NC | 27229 | T1850B01 | HIGHWAY 211 23KV | CANDOR 115KV | 35.3025 | -79.7206
DEP | Distribution | CHKLIST-7968 | 606 | IC14-115 | 732-359-1375 | 801-376-5154 | Carolina Solar Energy II - ABD Farm | Carolina Solar Energy II - ABD Farm - Solar | Pending Final Interconnection Agreement |  | 4950 | [5 empty] | Cypress Creek Renewables, LLC | Don | Nista | (213) 347-9377 | Phillip Cathcart | Photovoltaic | Solar | 3205 US Hwy. 64E | Asheboro | NC | 27203 | T0960B11 | HIGHWAY 64 23KV | ASHEBORO EAST 115KV | 35.7243 | -79.7483
DEP | Distribution | CHKLIST-7969 |  | IC14-116 |  |  | Angus Holdings, LLC | Angus Holdings, LLC - Solar - Withdrawn | Withdrawn |  | 4950 | [5 empty] | Birds Eye Energy |  |  | 000-000-0000 | Sean Barnett | Photovoltaic | Solar | Hwy 177 S of George Garner Rd | Warsaw | NC | 28398 | T6070B04 | HIGHWAY 117 N 23KV | WARSAW 230KV | 35.0283 | -78.1088
DEP | Distribution | CHKLIST-7970 |  | IC14-117 | 497-625-5598 | 522-803-2545 | Guernsey Holdings, LLC | Guernsey Holdings, LLC - Solar - Withdrawn | Withdrawn |  | 4950 | [5 empty] | Birds Eye Energy |  |  | (704) 208-4546 | Phillip Cathcart | Photovoltaic | Solar | 2070 Old US 52 West | Wadesboro | NC | 28170 | T1672B03 | ANSONVILLE 23KV | WADESBORO-BOWMAN SCHOOL 230KV | 35.1387 | -80.1123
DEP | Distribution | CHKLIST-7971 | 511 | IC14-118 | 0911702389 | 4630084798 | Vance Solar 1, LLC | Vance Solar 1, LLC - Solar | Energized | 1AWE30 (reclosure) / 1AWE31 (meter) | 4998 | [5 empty] | Cypress Creek Renewables, LLC | Don | Nista | (310) 581-6299 | Stewart Grantham | Photovoltaic | Solar | 5588 Raleigh Road | Henderson | NC | 27537 | T4785B04 | OAK 23KV | HENDERSON EAST 230KV | 36.2711 | -78.4067 | 2016-01-05
DEP | Distribution | CHKLIST-7972 | 535 | IC14-119 | 8788020215 | 142-342-3506 | Nashville Farms LLC | Nashville Farms LLC - Solar | Energized | 1B3D78 (MV Sensor) / 1B3D79 (meter) | 1980 | [5 empty] | Heelstone Energy, LLC |  |  | (919) 475-1811 | Stewart Grantham | Photovoltaic | Solar | 3315 Skyes Road | Nashville | NC | 27856 | T5900B05 | CORINTH 23KV | NASHVILLE 115KV | 36.0226 | -78.0071 | 2015-12-16
DEP | Distribution | CHKLIST-7973 | 544 | IC14-120 | 159-921-7641 | 848-081-0202 | Innovative Solar 63, LLC | Innovative Solar 63, LLC - Solar | Energized | 1B6E19(G&W) | 4995 | [5 empty] | FLS Energy, Inc. |  |  | (828) 350-3993 | Sean Barnett | Photovoltaic | Solar | 3059 Glenfield Road | Snow Hill | NC | 28580 | T4319B02 | NC 58 23KV | GLOBAL TRANSPARK 115KV | 35.3911 | -77.6197 | 2016-03-01
DEP | Distribution | CHKLIST-7974 | 553 | IC14-121 | 578-107-8430 | 523-181-2503 | Innovative Solar 65 | Innovative Solar 65 - Solar | Under Construction | 1BMQ33(Recloser)/1BMQ34(Meter) | 4995 | [5 empty] | FLS Energy, Inc. |  |  | (828) 350-3993 | Sean Barnett | Photovoltaic | Solar | 13031 X-Way Road | Laurinburg | NC | 28352 | T2190B02 | WESTWOOD 23KV | LAURINBURG CITY 230KV | 34.7572 | -79.4996
DEP | Distribution | CHKLIST-7975 |  | IC14-122 | 271-162-6651 | 649-715-8789 | Laurel Hills Solar | Laurel Hills Solar - Solar - Cancelled | Cancelled |  | 3998 | [5 empty] | Pinegate Development |  |  | 000-000-0000 | Sean Barnett | Photovoltaic | Solar | 17008 Springs Mill Rd. | Laurinburg | NC | 28352 | T2181B05 | GIBSON 23KV | LAUREL HILL 230KV | 34.7969 | -79.5358
DEP | Distribution | CHKLIST-7976 | 550 | IC14-123 | 807-788-5708 | 325-203-8678 | Floyd Solar, LLC | Floyd Solar, LLC - Solar | Under Construction |  | 4999 | [5 empty] | FLS Energy, Inc. |  |  | (828) 350-3993 | William Winslow | Photovoltaic | Solar | 5555 Stone Road | Fairmont | NC | 28340 | T1980B04 | MCDONALDS 23KV | FAIRMONT 115KV | 34.5069 | -79.1346
DEP | Distribution | CHKLIST-7977 | 563 | IC14-124 | 869-755-9337 | 711-697-5553 | ZV Solar 1 | ZV Solar 1 - Solar | Energized | 1B6G74 (Recloser) / 1B6G76 (Meter) | 4998 | 1 |  |  |  |  | Cypress Creek Renewables, LLC | Don | Nista | (310) 581-6299 | Sean Barnett | Photovoltaic | Solar | 924 W. Third Avenue | Red Springs | NC | 28377 | T2320B01 | RED SPRINGS MILL 23KV | RED SPRINGS 115KV | 34.8127 | -79.1976 | 2016-06-21
DEP | Distribution | CHKLIST-7978 | 561 | IC14-125 | 451-220-3003 | 484-020-9102 | ZV Solar 2 | ZV Solar 2 - Solar | Under Construction | 1BNQ00 (Recloser) / 1BNQ01 (Meter) | 4998 | [5 empty] | Capital Dynamics |  |  | (212) 798-3408 | Sean Barnett | Photovoltaic | Solar | 437 Milk Dairy Road | Red Springs | NC | 28377 | T2320B02 | RED SPRINGS CITY 23KV | RED SPRINGS 115KV | 34.8142 | -79.1981
DEP | Distribution | CHKLIST-7979 | 565 | IC14-126 | 6925796143 | 4712098716 | ZV Solar 3 | ZV Solar 3, LLC - Solar | Energized | 1B7L91 (Recloser) / 1B7L92 (Meter) | 4998 | [5 empty] | Heelstone Energy, LLC |  |  | (919) 475-1811 | Phillip Cathcart | Photovoltaic | Solar | 72 Milk Dairy Road | Red Springs | NC | 28377 | T2320B01 | RED SPRINGS MILL 23KV | RED SPRINGS 115KV | 34.8162 | -79.2002 | 2015-12-31
DEP | Distribution | CHKLIST-7641 | 364 | IC12-134 | 215-582-9498 | 168-990-6541 | Wayne Solar I, LLC | Wayne Solar I, LLC - Solar | Energized | 181728 (Recloser)/181746 (Meter) | 5000 | 1 | No | Yes | Yes | Yes | NARENCO |  |  | 000-000-0000 | Stewart Grantham | Photovoltaic | Solar | 1455 Indian Springs Road | Mt Olive | NC | 28365 | T5890B01 | MOUNT OLIVE EAST 12 KV | MT. OLIVE 115KV | 35.2213 | -78.0187 | 2014-07-17
DEP | Distribution | CHKLIST-7644 |  | IC12-137 |  |  | Manway Solar, LLC | Manway Solar, LLC - Solar - Cancelled | Cancelled |  | 1976 | [5 empty] | Solbridge |  |  | 000-000-0000 | Sean Barnett | Photovoltaic | Solar | 117 N. Carolina 210 | Garland | NC | 28441 | T5888B01 | SMITH CHAPEL 23KV | MT. OLIVE WEST 115KV
DEP | Distribution | CHKLIST-7645 | 361 | IC12-0138 | 200-116-9776 | 369-776-7717 | FLS Solar 100, LLC | FLS Solar 100, LLC - Solar | Energized | 183T90 (Recloser)/183T91 (Meter) | 4320 | 1 | No | Yes | Yes | Yes | FLS Energy, Inc. |  |  | 828-350-3993 | Stewart Grantham | Photovoltaic | Solar | 741 Marion State Road | Fairmont | NC | 28340 | T1980B03 | FAIRMONT NORTH 23KV | FAIRMONT 115KV | 34.5169 | -79.1276 | 2013-12-10
DEP | Distribution | CHKLIST-7647 | 326 | IC12-140 | 856-486-3945 | 337-762-3545 | Kenansville Solar 2, LLC | Kenansville Solar 2, LLC - Solar | Energized | 181H89 (MV Sensor) / 1B1D42 (Meter) | 1999 | [5 empty] | Cypress Creek Renewables, LLC | Don | Nista | (310) 581-6299 | Sean Barnett | Photovoltaic | Solar | NC Hwy. 24 50 South | Kenansville | NC | 28349 | T6070B01 | KENANSVILLE 23KV | WARSAW 230KV | 34.9618 | -77.9619 | 2015-03-13
DEP | Distribution | CHKLIST-7648 | 321 | IC12-141 | 805-322-3445 | 688-635-5293 | Tyson Furniture Company | Tyson Furniture Company - Solar | Energized | DH57BZ | 30 | 1 | No | No | Yes | No | Haynes Energy Solutions |  |  | 000-000-0000 | Sean Barnett | Photovoltaic | Solar | 109 Broadway Street | Black Mountain | NC | 28711 | T0375B03 | BLACK MOUNTAIN 12KV | BLACK MOUNTAIN 115KV | 35.6174 | -82.32 | 2013-01-22
DEP | Distribution | CHKLIST-7649 | 327 | IC12-142 | 670-521-1529 | 636-690-3265 | ESA Newton Grove 1 NC, LLC | ESA Newton Grove 1 NC, LLC - Solar - Withdrawn | Withdrawn |  | 1600 | [5 empty] | ESA Renewables |  |  | (919) 475-1811 | Stewart Grantham | Photovoltaic | Solar | 245 West Grove Street | Newton Grove | NC | 28366 | T5921B01 | NEWTON GROVE 23KV | NEWTON GROVE 230KV
DEP | Distribution | CHKLIST-7650 | 409 | IC12-0143 | 418-025-0757 | 822-807-4111 | Eastover Farm, LLC | Eastover Farm, LLC - Solar | Energized | 186R81 (Recloser) / 186R82 (Meter) | 5000 | 1 | No | Yes | Yes | Yes | Strata Solar, LLC |  |  | 919-960-6015 | Stewart Grantham | Photovoltaic | Solar | 11790 Johns Road | Laurinburg | NC | 28352 | T2200B22 | LAURINBURG COLLEGE 23KV | LAURINBURG 230KV | 34.5004 | -78.6871 | 2014-08-25
DEP | Distribution | CHKLIST-7651 | 357 | IC12-0144 | 300-026-9963 | 695-156-8119 | FLS Solar 110, LLC | FLS Solar 110, LLC - Solar | Energized | 185W28/185W59 | 1999 | 1 | No | No | Yes | No | FLS Energy, Inc. |  |  | (801) 679-3507 | Stewart Grantham | Photovoltaic | Solar | I 73/74 and Crawford Road | Ellerbe | NC | 28338 | T1140B01 | ELLERBE 23KV | ELLERBE 230KV | 35.0969 | -79.7331 | 2013-12-11
DEP | Distribution | CHKLIST-7652 | 341 | IC12-0145 | 445-694-6476 | 785-707-5308 | Wayne Solar II, LLC | Wayne Solar II, LLC - Solar | Energized | 17YC95 (Recloser)/17YD10 (Meter) | 5000 | 1 | No | Yes | Yes | Yes |  |  |  | 000-000-0000 | Stewart Grantham | Photovoltaic | Solar | 1134 South Hwy 13 | Goldsboro | NC | 27530 | T5770B01 | GRANTHAM 23KV | GRANTHAM 230KV | 35.3122 | -78.0784 | 2014-07-10
DEP | Distribution | CHKLIST-7653 | 498 | IC12-146 | 749-079-0032 | 688-150-3335 | Harrell's Hill Solar Center, LLC | Harrell's Hill Solar Center, LLC - Solar | Energized | 18LL62 (reclosure) / 18LL63 (meter) | 4999 | [5 empty] | Heelstone Energy, LLC |  |  | (225) 615-3330 | Sean Barnett | Photovoltaic | Solar | 260 Harrell's Hill Road | Mt Olive | NC | 28365 | T5888B01 | SMITH CHAPEL 23KV | MT. OLIVE WEST 115KV | 35.2133 | -78.0897 | 2015-12-28
DEP | Distribution | CHKLIST-7654 | 347 | IC12-0147 | 470-741-2479 | 670-425-9198 | Broadway Solar Center, LLC | Broadway Solar Center, LLC - Solar | Energized | 18MW53 (Recloser)/18MW52 (Meter) | 5000 | [5 empty] | Heelstone Energy, LLC |  |  | (919) 475-1811 | Sean Barnett | Photovoltaic | Solar | 310 Dessie Road | Chadbourn | NC | 28431 | T6215B02 | CHADBOURN WEST 23KV | CHADBOURN 115KV | 34.3091 | -78.8315 | 2014-12-23
DEP | Distribution | CHKLIST-7655 | 332 | IC12-0148 | 394-172-1379 | 287-848-9505 | East Wayne Solar, LLC | East Wayne Solar, LLC - Solar | Energized | 17XQ66 (MV Sensor)/17XQ67 (Meter) | 1999 | 1 | No | No | Yes | No | Strata Solar, LLC |  |  | 303-544-1900 | Stewart Grantham | Photovoltaic | Solar | 111 True Vine Road | Goldsboro | NC | 27534 | T5754B01 | US 13 NORTH 24KV | GOLDSBORO LANGSTON 115KV | 35.4416 | -77.8474 | 2014-03-26
DEP | Distribution | CHKLIST-7656 | 363 | IC12-0149 | 150-766-9412 | 077-405-0413 | Duplin Solar I, LLC | Duplin Solar I, LLC - Solar | Energized | 183100 (Recloser)/183101 (Meter) | 5000 | 0.99 | No | Yes | Yes | Yes | NARENCO |  |  | 000-000-0000 | Stewart Grantham | Photovoltaic | Solar | 160 Houston Lane | Kenansville | NC | 28349 | T6070B01 | KENANSVILLE 23KV | WARSAW 230KV | 34.9599 | -77.9793 | 2014-07-14
DEP | Distribution | CHKLIST-7657 | 348 | IC12-150 | 029-585-9326 | 132-981-6001 | SunE Graham Lessee, LLC | SunE Graham Lessee, LLC - Solar | Energized | 18NQ26 (Recloser)/18NQ27 (Meter) | 5000 | [8 empty] | (443) 909-7200 | Sean Barnett | Photovoltaic | Solar | 431 Graham Street | Fair Bluff | NC | 28439 | T6350B01 | FAIR BLUFF 23KV | FAIR BLUFF 115KV | 34.3096 | -79.0167 | 2014-12-22
DEP | Distribution | CHKLIST-7659 | 338 | IC12-0152 | 356-160-6587 | 257-653-7498 | Kinston Solar, LLC | Kinston Solar, LLC - Solar | Energized | 17Y483 (MV Sensor)/17Y484 (Meter) | 1999 | 1 | No | No | Yes | No | Strata Solar, LLC |  |  | (919) 960-6015 | Stewart Grantham | Photovoltaic | Solar | 4947 NC Highway 58 North | Hookerton | NC | 28538 | T4319B02 | JASON 23KV | SNOW HILL 115KV | 35.3721 | -77.6009 | 2014-03-26
DEP | Distribution | CHKLIST-7984 | 607 | IC14-131 | 830-852-7764 | 625-022-1709 | Lanier Solar, LLC | Lanier Solar, LLC - Solar | Under Construction | 1BML88(Int. G&W), FA12AR, 1BLP61, 1BLP63(SI G&W's) | 5000 | [5 empty] | FLS Energy, Inc. |  |  | (828) 350-3993 | Phillip Cathcart | Photovoltaic | Solar | 313 George Sumner Road | Beulaville | NC | 28518 | T5490B01 | BEULAVILLE 23KV | BEULAVILLE 115KV | 34.8965 | -77.8065
DEP | Distribution | CHKLIST-7986 | 604 | IC14-133 | 430-779-3713 | 122-276-8705 | St Pauls Solar 1 | St Pauls Solar 1 - Solar | Under Construction |  | 4998 | 1 |  |  |  |  | FLS Energy, Inc. |  |  | (828) 350-3993 | Phillip Cathcart | Photovoltaic | Solar | 15510 US Hwy. 301 N. | St Pauls | NC | 28384 | T2520B01 | ST. PAULS INDUSTRIAL 23KV | ST. PAULS 115KV | 34.7682 | -78.9854
DEP | Distribution | CHKLIST-7987 | 605 | IC14-134 | 409-166-4492 | 636-213-7355 | St Pauls Solar 2 | St Pauls Solar 2 - Solar | Under Construction |  | 4998 | [5 empty] | Pinegate Development |  |  | (904) 834-7779 | Phillip Cathcart | Photovoltaic | Solar | 15224 US Hwy. 301 North | St Pauls | NC | 28384 | T2520B01 | ST. PAULS INDUSTRIAL 23KV | ST. PAULS 115KV | 34.7447 | -78.9914
DEP | Distribution | CHKLIST-7989 | 632 | IC14-136 |  |  | Smithfield Solar, LLC | Smithfield Solar, LLC - Solar | Pending Facilities Study |  | 5000 | [5 empty] | Community Energy Inc |  |  | 000-000-0000 | William Winslow | Photovoltaic | Solar | 2110 US Hwy. Bus.70 | Smithfield | NC | 27577 | T5385B04 | WEST SMITHFIELD 24KV | WILSON MILLS 230KV | 35.5211 | -78.3587
DEP | Distribution | CHKLIST-7990 |  | IC14-137 | 861-450-0521 | 034-789-3968 | Lillington Solar, LLC | Lillington Solar, LLC - Solar | Under Construction |  | 5000 | [5 empty] | FLS Energy, Inc. |  |  | (828) 233-8119 | Sean Barnett | Photovoltaic | Solar | 2657 US Hwy. 401 S. | Lillington | NC | 27546 | T5860B01 | BUNNLEVEL 23KV | LILLINGTON 115KV | 35.3681 | -78.8014
DEP | Distribution | CHKLIST-7995 |  | IC14-142 |  |  | Oxford Solar 1 | Oxford Solar 1 - Solar - Cancelled | Cancelled |  | 4998 | [5 empty] | Pinegate Development |  |  | 000-000-0000 | Sean Barnett | Photovoltaic | Solar | 6622 NC Highway 96 | Oxford | NC | 27565 | T5090B02 | STOVALL 23KV | OXFORD NORTH 230KV | 36.4569 | -78.7274
DEP | Distribution | CHKLIST-7660 | 334 | IC12-153 | 780-811-4271 | 601-935-9782 | Arba Solar, LLC | Arba Solar, LLC - Solar | Energized | 17Y797 (MV Sensor)/17Y799 (Meter) | 1999 | [5 empty] | Argand Energy Solutions |  |  | 303-544-1900 | Sean Barnett | Photovoltaic | Solar | 3943 Hull Road | Snow Hill | NC | 28580 | T4320B02 | JASON 23KV | SNOW HILL 115KV | 35.4003 | -77.7023 | 2014-05-17
DEP | Distribution | CHKLIST-7662 | 353 | IC12-0155 | 728-306-4553 | 189-864-8884 | Castalia Solar, LLC | Castalia Solar, LLC - Solar | Energized | 181G34 | 1999 | 1 | No | No | Yes | No | Strata Solar, LLC |  |  | 303-544-1900 | Sean Barnett | Photovoltaic | Solar | 10608 NC HIGHWAY 58 N | Castalia | NC | 27816 | T5302B01 | STALLINGS 23KV | STALLINGS CROSSROADS 115KV | 35.883 | -78.803 | 2014-05-14
DEP | Distribution | CHKLIST-7664 | 335 | IC12-0157 | 117-725-9403 | 740-027-1222 | Franklin Solar 2, LLC | Franklin Solar 2, LLC - Solar | Energized | 17YD11 (MV Sensor)/17YD14 (Meter) | 1999 | 1 | No | No | Yes | No | Strata Solar, LLC |  |  | (919) 960-6015 | Stewart Grantham | Photovoltaic | Solar | 2024 White Level Road | Louisburg | NC | 27549 | T5302B02 | CENTERVILLE 23KV | STALLINGS CROSSROADS 115KV | 36.128 | -78.1545 | 2014-03-21
DEP | Distribution | CHKLIST-7665 | 344 | IC12-0158 | 544-448-2201 | 062-972-1036 | Snow Hill Solar 2, LLC | Snow Hill Solar 2, LLC - Solar | Energized | BR23AU | 1990 | [5 empty] | Strata Solar, LLC |  |  | 919-960-6015 | Stewart Grantham | Photovoltaic | Solar | 373 NC Hwy. 58 South | Snow Hill | NC | 28580 | T4320B01 | SNOW HILL 23KV | SNOW HILL 115KV | 35.4436 | -77.6541 | 2014-05-01
DEP | Distribution | CHKLIST-7667 | 365 | IC12-0160 | 730-106-4197 | 217-254-5259 | Wayne Solar III, LLC | Wayne Solar III, LLC - Solar | Energized | 181X44 (Recloser)/181X46 (Meter) | 5000 | 1 | No | Yes | Yes | Yes | NARENCO |  |  | 000-000-0000 | Stewart Grantham | Photovoltaic | Solar | 5538 US Hwy 70 East | Goldsboro | NC | 27534 | T5830B02 | BESTON ROAD 12KV | LAGRANGE 115KV | 35.3241 | -77.8728 | 2014-07-14
DEP | Distribution | CHKLIST-7668 | 362 | IC12-0161 | 663-874-0271 | 709-685-7425 | Duplin Solar II, LLC | Duplin Solar II, LLC - Solar | Energized | 182H73 (Recloser)/182H93 (Meter) | 5000 | 1 | No | Yes | Yes | Yes | Heelstone Energy, LLC |  |  | (919) 475-1811 | Stewart Grantham | Photovoltaic | Solar | 181 Revelle Road | Warsaw | NC | 28398 | T6070B02 | NATIONAL SPINNING 23KV | WARSAW 230KV | 35.0094 | -78.0795 | 2013-12-13
DEP | Distribution | CHKLIST-7669 | 345 | IC12-0162 | 765-689-2316 | 385-102-8518 | Bolton Farm, LLC | Bolton Farm, LLC - Solar | Energized | 17YM54/17YM55 | 4975 | 1 | No | Yes | Yes | Yes | Strata Solar, LLC |  |  | (919) 960-7700 | Stewart Grantham | Photovoltaic | Solar | Airport Road | Warrenton | NC | 27589 | T5360B02 | WARRENTON 23KV | WARRENTON 115KV | 36.4202 | -78.1321 | 2013-07-25
DEP | Distribution | CHKLIST-7670 | 368 | IC12-0163 | 128-586-4540 | 103-741-3372 | Pate Farm, LLC | Pate Farm, LLC - Solar | Energized | 185F59 (Recloser)/185F58 (Meter) | 4950 | 1 | No | Yes | Yes | Yes | Strata Solar, LLC |  |  | 000-000-0000 | Stewart Grantham | Photovoltaic | Solar | 40 Milk Dairy Rd | Red Springs | NC | 28377 | T2320B02 | RED SPRINGS 23KV | RED SPRINGS 115KV | 34.8153 | -79.1988 | 2013-12-05
DEP | Distribution | CHKLIST-7671 | 351 | IC12-0164 |  | 458-927-8656 | Bladenboro Farm, LLC | Bladenboro Farm, LLC - Solar | Energized | 181J45/181J46 | 4975 | 1 | No | Yes | Yes | Yes | Strata Solar, LLC |  |  | 000-000-0000 | Stewart Grantham | Photovoltaic | Solar | 750 Forrest Drive | Bladenboro | NC | 28320 | T1810B02 | BLADENBORO INDUSTRIAL 23KV | BLADENBORO 115KV | 34.5349 | -78.8119 | 2013-10-02
DEP | Distribution | CHKLIST-7672 | 461 | IC12-165 | 397-288-0136 | 284-254-1985 | Sampson Solar, LLC | Sampson Solar, LLC - Solar | Energized | 18KQ81 (Sensor), 18KR67 (Meter) | 1980 | [5 empty] | Strata Solar, LLC |  |  | 000-000-0000 | Stewart Grantham | Photovoltaic | Solar | 8780 Roseboro Hwy. | Roseboro | NC | 28382 | T5600B01 | ROSEBORO 23kV | ROSEBORO 115KV | 34.961 | -78.4705 | 2015-07-09
DEP | Distribution | CHKLIST-7673 | 441 | IC12-166 | 606-009-2837 | 735-764-6681 | Cornwall Solar Center, LLC | Cornwall Solar Center, LLC - Solar | Under Construction | 17YX48 (Recloser) / 17YX50 (Meter) | 4999 | [5 empty] | Heelstone Energy, LLC |  |  | (225) 615-3330 | Sean Barnett | Photovoltaic | Solar | 6595 Landfill Road | Oxford | NC | 27565 | T5090B02 | STOVALL 23KV | OXFORD NORTH 230KV | 36.367 | -78.626
DEP | Distribution | CHKLIST-7675 | 382 | IC12-0168 | 830-766-6241 | 133-925-1405 | CBC Alternative Energy, LLC | CBC Alternative Energy, LLC - Solar | Energized | 188M70(Recloser)/188M75(Transformer) | 2500 | 1 | No | Yes | Yes | Yes |  |  |  | 919-433-1576 | Sean Barnett | Photovoltaic | Solar | 3204 Transmitter Road | Garner | NC | 27529 | T4730B12 | RAYNOR ROAD 24KV | GARNER WHITE OAK 230KV | 35.6701 | -78.5197 | 2013-12-19
DEP | Distribution | CHKLIST-7676 |  | IC12-170 |  |  | Sampson Renewable Energy, LLC | Sampson Renewable Energy, LLC - Solar - Withdrawn | Withdrawn |  | 5000 | [5 empty] | Baker Renewable Energy |  |  | 000-000-0000 | Stewart Grantham | Photovoltaic | Solar | 7434 Roseboro Hwy | Roseboro | NC | 28382 | T5600B01 | ROSEBORO 23KV | ROSEBORO 115KV
DEP | Distribution | CHKLIST-7677 | 403 | IC12-171 | 489-561-4164 | 802-648-0247 | Samarcand Solar Farm, LLC | Samarcand Solar Farm, LLC - Solar | Energized | 18BR44 (Recloser)/18BR45 (Meter) | 5000 | [5 empty] | Heelstone Energy, LLC |  |  | (919) 475-1811 | Stewart Grantham | Photovoltaic | Solar | 1605 Samarcand Road | Biscoe | NC | 27209 | T1850B01 | HWY 211 23KV | CANDOR 115KV | 35.3097 | -79.6968 | 2014-12-19
DEP | Distribution | CHKLIST-7678 | 408 | IC12-172 | 144-994-2372 | 231-423-9290 | Kenansville Solar Farm, LLC | Kenansville Solar Farm, LLC - Solar | Energized | 18DR49 (recloser) / 18DR50 (meter) | 4500 | [5 empty] | Heelstone Energy, LLC |  |  | (919) 475-1811 | Sean Barnett | Photovoltaic | Solar | 328 Bowdens Road | Kenansville | NC | 28349 | T6070B01 | KENANSVILLE 23KV | WARSAW 230KV | 34.9801 | -77.9737 | 2015-02-10
DEP | Distribution | CHKLIST-7679 | 404 | IC12-0173 | 464-140-7335 | 887-932-6349 | Spicewood Solar Farm, LLC | Spicewood Solar Farm, LLC - Solar | Energized | 18CQ47 | 4950 | [5 empty] | Strata Solar, LLC |  |  | (919) 960-6015 | Stewart Grantham | Photovoltaic | Solar | 522 Spicewood Road | Eagle Springs | NC | 27242 | T1850B01 | HWY 211 23KV | CANDOR 115KV | 35.3033 | -79.6989 | 2014-07-18
DEP | Distribution | CHKLIST-7681 | 359 | IC13-002 | 893-040-0943 | 720-246-9529 | Angier Farm, LLC | Angier Farm, LLC - Solar | Energized | 184229 (Recloser)/184230 (Meter) | 4400 | 1 | No | Yes | Yes | Yes | Strata Solar, LLC |  |  | 919-960-6015 | Stewart Grantham | Photovoltaic | Solar | 601 Rawls Church Road | Angier | NC | 27501 | T5427B02 | KENNEBEC 23KV | ANGIER 230KV | 35.516 | -78.7445 | 2013-12-18
DEP | Distribution | CHKLIST-7682 | 422 | IC13-0003 | 311-653-4706 | 897-705-2789 | FLS Solar 170, LLC | FLS Solar 170, LLC - Solar | Energized | 189A68(MV Sensor) / 189A69(Meter) | 1999 | [5 empty] | FLS Energy, Inc. |  |  | (801) 679-3507 | Stewart Grantham | Photovoltaic | Solar | 202 Taylor Drive Lumberton NC 28358 | Lumberton | NC | 28358 | T2631B03 | SEVENTH STREET 23KV | WEATHERSPOON 230KV | 34.5983 | -78.9702 | 2014-08-28
DEP | Distribution | CHKLIST-7683 | 358 | IC13-004 | 215-180-1947 | 053-367-5898 | Nash 58 Farm, LLC | Nash 58 Farm, LLC - Solar | Energized | 182F53/182F55 | 4950 | 1 | No | Yes | Yes | Yes | Strata Solar, LLC |  |  | 919-960-6015 | Stewart Grantham | Photovoltaic | Solar | 6657 N NC #58 | Nashville | NC | 27816 | T6040B12 | MATTHEWS CROSSROADS 24KV | CASTALIA 230KV | 36.0479 | -78.0324 | 2013-10-28
DEP | Distribution | CHKLIST-7997 | 564 | IC14-144 | 359-989-5442 | 538-542-8122 | Coats Solar, LLC | Coats Solar - Solar | Energized | 1B2J13 (recloser) / 1B2J14 (meter) | 4998 | [5 empty] | Cypress Creek Renewables, LLC | Don | Nista | (310) 581-6299 | Sean Barnett | Photovoltaic | Solar | 3099 NC 27 East | Coats | NC | 27521 | T5504B02 | COATS 23KV | BUIES CREEK 230KV | 35.4132 | -78.6919 | 2016-05-10
DEP | Distribution | CHKLIST-8001 |  | IC14-148 |  |  | Sabattus Solar, LLC | Sabattus Solar, LLC - Solar - 2nd installation - Withdrawn | Withdrawn |  | 4999 | [8 empty] | 000-000-0000 | Sean Barnett | Photovoltaic | Solar | Mt. Pleasant & Winters Road | Bailey | NC | 27807 | T5450B03 | BAILEY MOUNT PLEASANT 23KV | BAILEY 230KV | 35.8216 | -78.1229
DEP | Distribution | CHKLIST-8002 | 608 | IC14-149 | 893-016-8607 | 872-306-9491 | Maxton Solar 1, LLC | Maxton Solar 1 - Solar | Under Construction | 1BMG03 (Recloser) / 1BMG04 (Meter) | 4998 | 1 |  |  |  |  | Cypress Creek Renewables, LLC | Don | Nista | (310) 746-7067 | Phillip Cathcart | Photovoltaic | Solar | 425 Elrod Road | Maxton | NC | 28364 | T2215B02 | MIDWAY 23KV | MAXTON 115KV | 34.7109 | -79.315
DEP | Distribution | CHKLIST-8003 | 477 | IC14-150 |  |  | Wilsonart LLC | Wilsonart , LLC - Solar - Cancelled | Cancelled |  | 756 | [8 empty] | 000-000-0000 | Sean Barnett | Photovoltaic | Solar | Cane Creek Industrial Park | Fletcher | NC | 28732 | T0350B01 | HOWARD GAP 23KV | BALDWIN 115KV | 35.4385 | -82.4763
DEP | Distribution | CHKLIST-8004 |  | IC14-151 |  |  | Tripp Solar, LLC | Tripp Solar, LLC - Solar - Withdrawn | Withdrawn |  | 3998 | [5 empty] | Pinegate Development |  |  | 000-000-0000 | Sean Barnett | Photovoltaic | Solar | NC 82 Highway | Erwin | NC | 28339 | T5650B21 | LINDEN 23KV | ERWIN 230KV | 35.3254 | -78.676
DEP | Distribution | CHKLIST-8007 | 534 | IC14-154 | 812-747-7761 | 016-573-6489 | Bizzell Church Solar 1 | Bizzell Church Solar 1 - Solar | Connected | 1B4Q09 (Recloser) / 1B4Q14 (Meter) | 4998 | [5 empty] | Cypress Creek Renewables, LLC | Don | Nista | (310) 581-6299 | Sean Barnett | Photovoltaic | Solar | 5781 Hinnant-Edgerton Road | Selma | NC | 27576 | T5935B02 | PEEDIN JUNCTION 23KV | PRINCETON 115KV | 35.5471 | -78.1777 | 2015-12-15
DEP | Distribution | CHKLIST-8008 | 571 | IC14-155 | 513-578-1929 | 235-481-1347 | Bizzell Church Solar 2 | Bizzell Church Solar 2 - Solar | Under Construction |  | 4998 | 1 |  |  |  |  | Pinegate Development |  |  | (904) 834-7779 | Phillip Cathcart | Photovoltaic | Solar | 1543 Bizzell Grove Church Road | Selma | NC | 27526 | T5935B02 | PEEDIN JUNCTION 23KV | PRINCETON 115KV | 35.5425 | -78.1794
DEP | Distribution | CHKLIST-8009 |  | IC14-156 |  |  | Bizzell Church Solar 3 | Bizzell Church Solar 3 - Solar - Cancelled | Cancelled |  | 4998 | [5 empty] | Pinegate Development |  |  | 000-000-0000 | Sean Barnett | Photovoltaic | Solar | 1456 Bizzell Grove Church Road | Selma | NC | 27576 | T5935B02 | PEEDIN JUNCTION 23KV | PRINCETON 115KV | 35.5443 | -78.1798
DEP | Distribution | CHKLIST-7684 | 410 | IC13-005 | 043-358-2723 | 140-639-6091 | Nash 64 Farm, LLC | Nash 64 Farm, LLC - Solar | Energized | 186F44 (Recloser)/186F45 (Meter) | 4950 | 1 | No | Yes | Yes | Yes | Strata Solar, LLC |  |  | 919-960-6015 | Stewart Grantham | Photovoltaic | Solar | 209 Rockwool Street | Spring Hope | NC | 27882 | T6041B03 | TAYLOR CROSSROADS 23KV | SPRING HOPE 115KV | 35.95 | -78.0952 | 2014-08-05
DEP | Distribution | CHKLIST-7685 | 420 | IC13-006 | 271-162-6651 | 649-715-8789 | Oakboro Farm, LLC | Oakboro Farm, LLC - Solar | Energized | 18EX75(Recloser) / 18EX76(Meter) | 4950 | [5 empty] | Strata Solar, LLC |  |  | (919) 960-6015 | Stewart Grantham | Photovoltaic | Solar | 17008 Springs Mill Road | Laurinburg | NC | 28352 | T2181B05 | GIBSON 23KV | LAUREL HILL 230KV | 34.7941 | -79.5345 | 2014-09-12
DEP | Distribution | CHKLIST-7686 | 451 | IC13-007 | 771-111-6348 | 397-562-2303 | Wadesboro Farm, LLC | Wadesboro Farm, LLC - Solar | Energized | 189E94 (Recloser)/189E95 (Meter) | 5000 | [5 empty] | Strata Solar, LLC |  |  | 919-960-6015 | Stewart Grantham | Photovoltaic | Solar | 220 Carver Street | Wadesboro | NC | 28170 | T1672B01 | WESTSIDE 23KV | WADESBORO-BOWMAN SCHOOL 230KV | 34.9881 | -80.0952 | 2015-02-17
DEP | Distribution | CHKLIST-7687 | 355 | IC13-008 | 694-420-8476 | 043-339-7320 | Bailey Farm, LLC | Bailey Farm, LLC - Solar | Energized | 182G44 (Recloser)/182G47(Meter) | 4950 | 1 | No | Yes | Yes | Yes | Strata Solar, LLC |  |  | 919-960-6015 | Stewart Grantham | Photovoltaic | Solar | 9704 Winters Road | Bailey | NC | 27557 | T5450B02 | MT. PLEASANT 23KV | BAILEY 230KV | 35.7855 | -78.1396 | 2013-11-19
DEP | Distribution | CHKLIST-7689 | 360 | IC13-010 | 120-782-9944 | 222-997-9394 | Martin Creek Farm, LLC | Martin Creek Farm, LLC - Solar | Energized | 181A81 (MV Sensor)/181A82 (Meter) | 3000 | 1 | No | Yes | Yes | No | CAROLINA SOLAR ENERGY LLC - 6097232125 |  |  | 919-960-6015 | Sean Barnett | Photovoltaic | Solar | 500 Martin Creek Road | Henderson | NC | 27537 | T4785B03 | HIGHWAY 1 NORTH 23KV | HENDERSON EAST 230KV | 36.2862 | -78.392 | 2014-03-19
DEP | Distribution | CHKLIST-7690 | 350 | IC13-0011 | 739-336-5437 | 209-739-4684 | Exhibit Court Solar, LLC | Exhibit Court Solar, LLC - Solar | Energized | 147J86 | 452.76 | 1 | No | No | Yes | No | Argand Energy Solutions |  |  | 704-936-5024 | Sean Barnett | Photovoltaic | Solar | 7521 Exhibit Court | Raleigh | NC | 27617 | T5116B03 | WESTGATE ROAD 23KV | RALEIGH DURHAM AIRPORT 230KV | 35.9146 | -78.7574 | 2013-07-31
DEP | Distribution | CHKLIST-7692 | 431 | IC13-013 | 820-866-6506 | 807-740-8329 | FLS Solar 200 | FLS Solar 200, LLC - Solar | Energized | 18GH08 (Meter) / 18GH07 (Recloser) | 4320 | [5 empty] | FLS Energy, Inc. |  |  | (801) 679-3507 | Stewart Grantham | Photovoltaic | Solar | 3295 Old Whiteville Road | Lumberton | NC | 28358 | T2631B04 | ALLENTON 23KV | WEATHERSPOON 230KV | 34.5812 | -78.9444 | 2014-10-31
DEP | Distribution | CHKLIST-7694 | 440 | IC13-015 | 276-059-1152 | 525-102-1282 | Montgomery Solar, LLC | Montgomery Solar, LLC - Solar | Energized | 18TD26(Recloser) / 1AXD26(Meter) | 20000 | [5 empty] | O2 Energies |  |  | 704-490-9696 | Sean Barnett | Photovoltaic | Solar | 933 US Hwy. 220 Alt South | Biscoe | NC | 27209 | T0990B02 | HIGHWAY 220 23KV | BISCOE 115KV | 35.3452 | -79.7636 | 2015-12-14
DEP | Distribution | CHKLIST-7695 | 447 | IC13-016 | 197-651-8959 | 734-098-1963 | Anderson Solar, LLC | Anderson Solar, LLC - Solar | Energized | 18KD79(Sensor) / 18KD80 (Meter) | 1980 | [5 empty] | Solbridge |  |  | 919-960-6015 | Sean Barnett | Photovoltaic | Solar | Dunn Road | Roseboro | NC | 28382 | T5600B03 | AUTRYVILLE 23KV | ROSEBORO 115KV | 34.9754 | -78.5181 | 2014-10-28
DEP | Distribution | CHKLIST-7696 | 369 | IC13-017 | 520-639-3893 | 615-069-3759 | Soluga Farms I, LLC | Soluga Farms I, LLC - Solar | Energized | 182F10 (Recloser)/182F11 (Meter) | 4872 | 1 | No | Yes | Yes | Yes | Strata Solar, LLC |  |  | 919-960-6015 | Sean Barnett | Photovoltaic | Solar | 3099 Bells Branch Road | Newton Grove | NC | 28366 | T5921B02 | HERRING SCHOOL 23KV | NEWTON GROVE 230KV | 35.2445 | -78.3864 | 2014-06-16
DEP | Distribution | CHKLIST-7697 | 402 | IC13-018 | 326-891-9523 | 172-063-8699 | Soluga Farms II, LLC | Soluga Farms II, LLC - Solar | Energized | 18EN62(Recloser)/18EN63 (Meter) | 4950 | 1 | No | Yes | Yes | Yes |  |  |  | (843) 906-4759 | Sean Barnett | Photovoltaic | Solar | 2209 NC Hwy. 211 West | Clarkton | NC | 28433 | T6220B01 | CLARKTON 23KV | CLARKTON 115KV | 34.5012 | -78.6887 | 2014-08-05
DEP | Distribution | CHKLIST-7698 |  | IC13-019 |  |  | Nashville Farms LLC | Nashville Farms LLC - Solar - Withdrawn 2 | Withdrawn |  | 2000 | [5 empty] | United Solar Consultants |  |  | (919) 475-1811 | Stewart Grantham | Photovoltaic | Solar | 3315 Skyes Road | Nashville | NC | 27856 | T5900B05 | CORINTH 23KV | NASHVILLE 115KV
DEP | Distribution | CHKLIST-7700 | 349 | IC13-021 | 499-202-0786 | 459-695-8670 | Southeastern Freight Lines Inc. | Southeastern Freight Lines Inc. - Solar | Energized | 181C02/E594CC | 1000 | 1 | No | No | Yes | No | SunEnergy 1, LLC | Vickie | Harris | 803-794-7300 | Sean Barnett | Photovoltaic | Solar | 200 Mills Gap Road | Fletcher | NC | 28732 | T0350B01 | HOWARD GAP 23KV | BALDWIN 115KV | 35.4333 | -82.4829 | 2013-06-21
DEP | Distribution | CHKLIST-7701 |  | IC13-022 |  |  | ESA Four Oaks NC1, LLC | ESA Four Oaks NC I, LLC - Solar - Cancelled | Cancelled |  | 1600 | [5 empty] | ESA Renewables |  |  | 000-000-0000 | Stewart Grantham | Photovoltaic | Solar | 1667 NC Highway 96 S | Four Oaks | NC | 0 | T5732B03 | KEEN ROAD 24KV | FOUR OAKS 230KV | 35.4326 | -78.4095
DEP | Distribution | CHKLIST-7705 | 412 | IC13-0026 | 377-043-9507 | 696-247-2285 | Erwin Farm, LLC | Erwin Farm, LLC - Solar | Energized | 18EC31 (Recloser)/18EC33 (Meter) | 4950 | [5 empty] | Strata Solar, LLC |  |  | 919-960-6015 | Stewart Grantham | Photovoltaic | Solar | 132 Erwin Access Road | Dunn | NC | 28334 | T5650B20 | ERWIN HIGHWAY 55 23KV | ERWIN 230KV | 35.3307 | -78.662 | 2014-08-08
DEP | Distribution | CHKLIST-7707 |  | IC13-028 |  |  | Stone Solar Farm, LLC | Stone Solar Farm, LLC - Solar - Withdrawn | Withdrawn |  | 5000 | [5 empty] | Strata Solar, LLC |  |  | 000-000-0000 | William Winslow | Photovoltaic | Solar | 100 Colson Road | Smyrna | NC | 28358 | T2631B01 | RIVER ROUTE 23KV | WEATHERSPOON 230KV | 34.6182 | -79.0086
DEP | Distribution | CHKLIST-7710 | 367 | IC13-031 | 273-211-9983 | 836-864-8070 | McKenzie Farm, LLC | McKenzie Farm, LLC - Solar | Energized | 184768 (Recloser)/184769 (Meter) | 4950 | 1 | No | Yes | Yes | Yes | Strata Solar, LLC |  |  | (919) 960-6015 | Stewart Grantham | Photovoltaic | Solar | 522 Flitter Hill Road | Whiteville | NC | 28472 | T6670B04 | TRAM ROAD 23KV | WHITEVILLE 115KV | 34.3254 | -78.6935 | 2013-12-13
DEP | Distribution | CHKLIST-7711 |  | IC13-032 | 517-940-0477 | 524-957-3741 | Goldengate Farm, LLC | Goldengate Farm, LLC - Solar - Withdrawn | Withdrawn |  | 5000 | [5 empty] | Strata Solar, LLC |  |  | 000-000-0000 | Stewart Grantham | Photovoltaic | Solar | 3013 Thoroughfare Road | Goldsboro | NC | 27534 | T5912B05 | MILLER'S CROSSROADS 23KV | NEW HOPE 115KV | 35.3774 | -77.917
DEP | Distribution | CHKLIST-7715 | 397 | IC13-036 | 3735739405 | 2265165304 | Beaufort Solar, LLC | Beaufort Solar, LLC - Solar | Energized | 185Y17 (Recloser) / 185Y42 (Meter) | 15000 | [5 empty] | Capital Power- Southport |  |  | 000-000-0000 | Sean Barnett | Photovoltaic | Solar | 7480 US Hwy. 175 | Chocowinity | NC | 27817 | T4130B02 | VANCEBORO 23KV | CHOCOWINITY 230KV | 35.4541 | -77.1256 | 2015-12-22
DEP | Distribution | CHKLIST-7716 |  | IC13-037 | 800-641-2947 | 683-334-4515 | Rockingham Solar LLC | North Star Development Services - Solar - Cancelled | Cancelled |  | 1990 | [5 empty] | Cypress Creek Renewables Development, LLC |  |  | (919) 475-1811 | Stewart Grantham | Photovoltaic | Solar | 283 Beaverdam Church Road | Marston | NC | 28363 | T1190B01 | HOFFMAN 24KV | HAMLET 230KV | 34.9827 | -79.61
DEP | Distribution | CHKLIST-7717 | 370 | IC13-038 | 580-849-9494 | 731-298-5901 | Nitro Solar, LLC | Nitro Solar, LLC - Solar | Energized | 185M98 (Meter)/185M97 (Recloser) | 5000 | [5 empty] | Conergy, Inc |  |  | (888) 396-6611 | Stewart Grantham | Photovoltaic | Solar | 1990 Yelverton Grove Road | Smithfield | NC | 27577 | T5970B07 | BROGDEN 23KV | SELMA 230KV | 35.4884 | -78.31 | 2015-07-03
DEP | Distribution | CHKLIST-7718 |  | IC13-039 |  |  | Paris Solar, LLC | Paris Solar, LLC - Solar - Cancelled | Cancelled |  | 5000 | [5 empty] | SUNLIGHT INC - 1827099641 |  |  | 000-000-0000 | Sean Barnett | Photovoltaic | Solar | 4268 NC Hwy 39 | Selma | NC | 0 | T5385B02 | GLENDALE 24KV | WILSON MILLS 230KV | 35.6226 | -78.2544
DEP | Distribution | CHKLIST-7719 |  | IC13-040 | 479-082-2508 | 613-048-4747 | Viking Solar, LLC | Viking Solar, LLC - Solar - Withdrawn | Withdrawn |  | 3000 | [5 empty] | Sunlight Partners |  |  | 000-000-0000 | Stewart Grantham | Photovoltaic | Solar | 3250 NC Hwy 96N | Selma | NC | 0 | T5385B02 | GLENDALE 24KV | WILSON MILLS 230KV
DEP | Distribution | CHKLIST-7720 |  | IC13-041 | 797-874-9732 | 233-210-0664 | Elizabeth Solar, LLC | Elizabeth Solar, LLC - Solar - Cancelled | Cancelled |  | 4000 | [5 empty] | Sunlight Partners |  |  | 801-550-7150 | Stewart Grantham | Photovoltaic | Solar | 3701 US Hwy. 70 E. Business | Smithfield | NC | 0 | T5970B07 | BROGDEN 23KV | SELMA 230KV | 35.493 | -78.2911
DEP | Distribution | CHKLIST-7721 |  | IC13-042 |  |  | John Solar, LLC | John Solar, LLC - Solar - Cancelled | Cancelled |  | 4000 | [5 empty] | Sunlight Partners |  |  | 000-000-0000 | Stewart Grantham | Photovoltaic | Solar | 8240 NC Hwy 96 N | Selma | NC | 0 | T4500B13 | FLOWERS 24KV | ARCHER LODGE 230KV
DEP | Distribution | CHKLIST-7722 |  | IC13-043 |  |  | Pierre Solar, LLC | Pierre Solar, LLC - Solar - Cancelled | Cancelled |  | 2000 | [8 empty] | 000-000-0000 | Sean Barnett | Photovoltaic | Solar | 785 Old Moore Road | Selma | NC | 27576 | N/A | N/A | N/A | 35.6241 | -78.2718
DEP | Distribution | CHKLIST-7723 |  | IC13-044 |  |  | Rose Solar, LLC | Rose Solar, LLC - Solar - Withdrawn | Withdrawn |  | 5000 | [5 empty] | Sunlight Partners |  |  | 000-000-0000 | Sean Barnett | Photovoltaic | Solar | 1801 Little Creek Church Rd. | Clayton | NC | 0 | T5385B04 | WEST SMITHFIELD 24KV | WILSON MILLS 230KV | 35.5649 | -78.4229
DEP | Distribution | CHKLIST-7724 | 495 | IC13-045 | 686-975-1005 | 607-354-6118 | Murdock Solar, LLC | Murdock Solar, LLC - Solar | Energized | 190F74 (Recloser) / 190F75 (Meter) | 4000 | [5 empty] | Cypress Creek Renewables, LLC | Don | Nista | 310-581-6299 | Stewart Grantham | Photovoltaic | Solar | 2780 Guy Road | Clayton | NC | 27520 | T5640B02 | TV 23KV | CLAYTON 115KV | 35.6655 | -78.5186 | 2015-12-18
DEP | Distribution | CHKLIST-7729 |  | IC13-050 |  |  | Atlantic Solar, LLC | Atlantic Solar, LLC - Solar - Cancelled | Cancelled |  | 5000 | [5 empty] | Sunlight Partners |  |  | 000-000-0000 | Sean Barnett | Photovoltaic | Solar | 1867 Firetower Rd | Selma | NC | 0 | T5970B07 | BROGDEN 23KV | SELMA 230KV | 35.4988 | -78.2848
DEP | Distribution | CHKLIST-7730 | 438 | IC13-051 | 118-256-5349 | 856-993-5458 | Andrew Solar, LLC | Andrew Solar, LLC - Solar | Energized | 18CD75 (recloser) / 18CD77 (meter) | 5000 | [5 empty] | Cypress Creek Renewables, LLC | Don | Nista | (310) 581-6299 | Stewart Grantham | Photovoltaic | Solar | 796 Washington Post Road | New Bern | NC | 28562 | T4255B01 | SPRING GARDEN 23KV | NEW BERN WEST 230KV | 35.1589 | -77.112 | 2015-09-16
DEP | Distribution | CHKLIST-7732 | 375 | IC13-053 | 092-702-6088 | 008-394-2748 | Veologica, LLC | Veologica, LLC - Solar | Energized | 59953 | 48 | [5 empty] | Alpha Install |  |  | (919) 942-4214 | Sean Barnett | Photovoltaic | Solar | 697 Hillsboro Street | Pittsboro | NC | 27312 | T2250B03 | NORTHWOOD 23KV | PITTSBORO 230KV | 35.7295 | -79.1758 | 2013-12-30
DEP | Distribution | CHKLIST-7733 | 385 | IC13-054 | 798-890-7981 | 716-008-9624 | Railroad Solar Farm LLC | Railroad Solar Farm LLC - Solar | Under Construction |  | 4000 | [5 empty] | Lumbee Enterprise Development Inc. |  |  | 704-254-0391 | Phillip Cathcart | Photovoltaic | Solar | 409 E. Railroad Street | Pembroke | NC | 28372 | T2247B01 | PEMBROKE CITY 23KV | PEMBROKE 115KV | 34.6793 | -79.1856
DEP | Distribution | CHKLIST-7734 | 411 | IC13-055 | 455-136-4518 | 557-735-2056 | Fresh Air Energy XIII, LLC | Fresh Air Energy XIII, LLC - Solar - (Pecan) | Energized | 18DE14 (Recloser) / 18DE15 (Meter) | 5000 | [5 empty] | Ecoplexus, INC |  |  | 415-626-1802 | Stewart Grantham | Photovoltaic | Solar | 163 Pecan Road | Cordova | NC | 28379 | T1430B01 | CORDOVA 23KV | ROCKINGHAM WEST 115KV | 34.9087 | -79.8251 | 2014-12-29
DEP | Distribution | CHKLIST-7735 | 448 | IC13-056 | 553-639-1823 | 365-291-3967 | Fresh Air Energy XVI, LLC | Fresh Air Energy XVI, LLC - Solar - Thornton | Energized | 18GP88 (reclosure) / 18GP89 (meter) | 5000 | [5 empty] | Ecoplexus, INC |  |  | 415-626-1802 | Stewart Grantham | Photovoltaic | Solar | 149 Thornton Lane | Snow Hill | NC | 28580 | T4320B01 | SNOW HILL 23KV | SNOW HILL 115KV | 35.3935 | -77.6633 | 2015-11-11
DEP | Distribution | CHKLIST-7203 | 36 | RR-0162 | 252-555-1665 | 358-470-9731 | Carolina Solar Energy, LLC (RBC) | Carolina Solar Energy, LLC (RBC) - Solar | Energized | 12YC33/K337K | 40 | 1 | No | No | Yes | No |  |  |  | 919-682-6822 | Sean Barnett | Photovoltaic | Solar | 4650 Trinity Road | Raleigh | NC | 27695 | T4610B12 | TRINITY ROAD 24KV | CARY TRENTON ROAD 230KV | 35.8032 | -78.7156 | 2007-10-30
DEP | Distribution | CHKLIST-7204 | 53 | RR-0021 | 665-307-5967 | 786-859-0899 | Deltec Homes | Deltec Homes - Solar | Energized | 17FX66 | 44 | 1 | No | No | Yes | Yes | Sundance Power Systems |  |  | 828-253-0483 | Sean Barnett | Photovoltaic | Solar | 69 Bingham Road | Asheville | NC | 28806 | T0515B01 | LOUISIANNA AVENUE 12KV | EMMA 115KV | 35.603 | -82.5853 | 2007-12-27
DEP | Distribution | CHKLIST-7205 | 100 | RR-0023 | 683-048-1450 | 685-867-6742 | SunE NC Progress 1, LLC | SunE NC Progress 1, LLC - Solar | Energized | 154T40 | 1000 | 1 | No | No | Yes | No |  |  |  | 443-909-7265 | Sean Barnett | Photovoltaic | Solar | 801 Sutton Steam Plant Road | Wilmington | NC | 28401 | T6310B20 | FLEMINGTON 23KV | EAGLE ISLAND 115KV | 34.2847 | -77.9802 | 2009-01-06
DEP | Distribution | CHKLIST-7738 |  | IC13-059 |  |  | Langdon Solar Farm, LLC | Langdon Solar Farm, LLC - Solar - Withdrawn | Withdrawn |  | 5000 | [5 empty] | SunQuest Energy |  |  | 000-000-0000 | Stewart Grantham | Photovoltaic | Solar | 879 Boyette Rd. | Four Oaks | NC | 27524 | T5732B02 | HANNAHS CREEK 24KV | FOUR OAKS 230KV | 35.4498 | -78.4145
DEP | Distribution | CHKLIST-7739 |  | IC13-060 |  |  | Kennedy Solar Farm, LLC | Kennedy Solar Farm, LLC - Solar - Withdrawn | Withdrawn |  | 5000 | [5 empty] | SunQuest Energy |  |  | 000-000-0000 | Sean Barnett | Photovoltaic | Solar | Elevation Road | Benson | NC | 0 | T5480B03 | HIGHWAY 50 23KV | BENSON 230KV | 35.4569 | -78.5806
DEP | Distribution | CHKLIST-7740 |  | IC13-061 |  |  | Gourd Branch Pv1 - Ecoplexus Inc. | Gourd Branch Pv1 - Ecoplexus Inc. - Solar - Cancelled | Cancelled |  | 5000 | [8 empty] | 000-000-0000 | Sean Barnett | Photovoltaic | Solar | 7041 Gourd Branch Road | Lucama | NC | 27851 | T5970B08 | MICRO 23KV | SELMA 230KV | 35.6043 | -77.9765
DEP | Distribution | CHKLIST-7744 | 399 | IC13-065 | 749-630-2659 | 842-038-3393 | Fresh Air Energy XII, LLC | Fresh Air Energy XII, LLC - Solar - (Langley) | Energized | 18AN94 (Recloser) / 18AN98 (Meter) | 5000 | [5 empty] | Ecoplexus, INC |  |  | 415-626-1802 | Stewart Grantham | Photovoltaic | Solar | 6216 E. Langley Road | Elm City | NC | 27822 | T5680B01 | ELM CITY 23KV | ELM CITY 115KV | 35.8031 | -77.8493 | 2014-12-23
DEP | Distribution | CHKLIST-7746 | 502 | IC13-067 | 062-649-4579 | 099-994-0265 | Happy Solar, LLC | Happy Solar, LLC - Solar | Energized | 18MW90 (Recloser) / 18MW91 (Meter) | 4000 | [5 empty] | Cypress Creek Renewables, LLC | Don | Nista | 310-581-6299 | Stewart Grantham | Photovoltaic | Solar | 831 Ivey Road | Benson | NC | 27504 | T5480B01 | SOUTH JOHNSTON 23KV | BENSON 230KV | 35.3997 | -78.5121 | 2015-12-22
DEP | Distribution | CHKLIST-7748 | 490 | IC13-069 | 757-678-2101 | 832-596-7225 | Chei Solar, LLC | Chei Solar, LLC - Solar | Energized | 1B1B60 | 5000 | [5 empty] | Cypress Creek Renewables, LLC | Don | Nista | (310) 581-6299 | Stewart Grantham | Photovoltaic | Solar | 2440 Whitley Wilder Loop Rd | Middlesex | NC | 27557 | T6045B12 | FRAZIER ROAD 24KV | SAMARIA 115KV | 35.5662 | -78.1818 | 2015-12-16
DEP | Distribution | CHKLIST-7749 | 492 | IC13-070 | 191-586-8051 | 818-071-9026 | Candace Solar, LLC | Candace Solar, LLC - Solar | Under Construction |  | 5000 | [5 empty] | FLS Energy, Inc. |  |  | (828) 350-3993 | Phillip Cathcart | Photovoltaic | Solar | 884 Wellons- Boyette Rd | Princeton | NC | 27569 | T5935B03 | BIZZELL GROVE 23KV | PRINCETON 115KV | 35.4835 | -78.1937
DEP | Distribution | CHKLIST-7751 | 366 | IC13-072 | 452-688-3725 | 373-056-6001 | JT Hobby & Son, Inc. | JT Hobby & Son, Inc. - Solar | Energized | 183781 (MV Sensor)/183782 (Meter) | 1000 | 1 | No | No | Yes | No | POWER SECURE SOLAR - 1396152126 |  |  | 919-783-6141 | Stewart Grantham | Photovoltaic | Solar | 2000 Century Drive | Raleigh | NC | 27612 | T5122B03 | GLENWOOD AVE 23KV | RALEIGH BLUE RIDGE 230KV | 35.8376 | -78.6707 | 2014-04-22
DEP | Distribution | CHKLIST-7752 | 398 | IC13-073 | 003-299-7744 | 895-293-5966 | Bladenboro Solar, LLC | Bladenboro Solar, LLC - Solar | Energized | 1B4D02 (Recloser) / 1B4D57 (Meter) | 5000 | [5 empty] | Cypress Creek Renewables, LLC | Don | Nista | (310) 581-6299 | Stewart Grantham | Photovoltaic | Solar | 24 Clyde King Drive | Greensboro | NC | 28320 | T1810B02 | BLADENBORO INDUSTRIAL 23KV | BLADENBORO 115KV | 34.5472 | -78.8182 | 2015-12-21
DEP | Distribution | CHKLIST-7753 | 436 | IC13-074 | 417-768-6567 | 511-604-8959 | Highland Solar Center, LLC | Highland Solar Center, LLC - Solar | Energized | 18HN30 (recloser) | 4999 | [5 empty] | Heelstone Energy, LLC |  |  | (225) 615-3330 | Stewart Grantham | Photovoltaic | Solar | 3717 South Highland Ave | Grifton | NC | 28530 | T4170B01 | GRIFTON 23KV | GRIFTON 115KV | 35.3647 | -77.4513 | 2015-12-17
DEP | Distribution | CHKLIST-7754 | 503 | IC13-075 | 818-629-0642 | 791-862-0563 | Mason Solar Center | Mason Solar Center - Solar - Withdrawn | Withdrawn |  | 15300 | [5 empty] | Heliosage Energy | Andrew | Foukal | 000-000-0000 | Phillip Cathcart | Photovoltaic | Solar | 1099 South Grimesland Bridge Road | Grimesland | NC | 27837 | T4130B01 | GRIMESLAND 230KV | CHOCOWINITY 230KV | 35.5596 | -77.1843
DEP | Distribution | CHKLIST-7756 | 414 | IC13-077 | 256-637-9513 | 005-305-9077 | Sunenergy1, LLC | Albertson Solar, LLC | Energized | 18EA14(Recloser) / 18EA15(Meter) | 5000 | [5 empty] | Sunenergy1, LLC |  |  | 704-662-0375 | Sean Barnett | Photovoltaic | Solar | 141 Coy Smith Rd | Albertson | NC | 28508 | T4225B01 | PINK HILL 23KV | KORNEGAY 115KV | 35.0924 | -77.8131 | 2014-12-31
DEP | Distribution | CHKLIST-7757 | 406 | IC13-078 | 404-195-8770 | 415-217-6493 | Sunenergy1, LLC | Choco Solar, LLC | Energized | 188H46 (Recloser) / 188H49(Meter) | 5000 | [8 empty] | 704-662-0375 | Sean Barnett | Photovoltaic | Solar | 141 Coy Smith Rd | Albertson | NC | 28508 | T4130B03 | TAR RIVER 23KV | CHOCOWINITY 230KV | 35.4984 | -77.1048 | 2014-01-31
DEP | Distribution | CHKLIST-7758 | 424 | IC13-079 | 343-332-5572 | 531-563-0029 | Fresh Air Energy XIV, LLC | Fresh Air Energy XIV, LLC - Solar - (Carter) | Energized | 18EH08 (Recloser) / 18EH09 (Meter) | 5000 | [5 empty] | Ecoplexus, INC |  |  | 415-626-1802 | Stewart Grantham | Photovoltaic | Solar | 600 John B Carter Road | Fayetteville | NC | 28312 | T2580B01 | CEDAR CREEK 23KV | VANDER 115KV | 34.9923 | -78.7805 | 2014-12-31
DEP | Distribution | CHKLIST-7759 | 541 | IC13-080 | 878-760-7749 | 424-961-9067 | Crestwood Solar Center, LLC | Crestwood Solar Center, LLC - Solar | Connected | 1AQE62 (Recloser) / 1AQE63 (Meter) | 4999 | [5 empty] | Heelstone Energy, LLC |  |  | (225) 615-3330 | Sean Barnett | Photovoltaic | Solar | 3575 Smithwood Drive | Oxford | NC | 27565 | T5090B01 | OXFORD EAST 23KV | OXFORD NORTH 230KV | 36.3549 | -78.5821 | 2016-04-11
DEP | Distribution | CHKLIST-7761 | 391 | IC13-082 | 575-049-0020 | 475-239-9701 | Sunfish Farm, LLC | Sunfish Farm, LLC - Solar | Energized | 188M91 (Recloser) / 188M92 (Meter) | 4950 | [5 empty] | Cypress Creek Renewables, LLC | Don | Nista | (310) 581-6299 | Stewart Grantham | Photovoltaic | Solar | 8300 Kennebec Road | Willow Springs | NC | 27592 | T4710B04 | HOLLAND ROAD 23KV | FUQUAY 230KV | 35.5581 | -78.7332 | 2015-10-01
DEP | Distribution | CHKLIST-7763 | 427 | IC13-084 | 800-641-2947 | 683-334-4515 | Rockingham Solar LLC | Rockingham Solar LLC- Solar | Energized | 1AMN31 (recloser) / 1AMN32 (meter) | 4999 | [5 empty] | Heelstone Energy, LLC |  |  | (919) 475-1811 | Stewart Grantham | Photovoltaic | Solar | 283 Beaverdam Church Road | Marston | NC | 28363 | T1190B01 | HOFFMAN 24KV | HAMLET 230KV | 34.9835 | -79.6118 | 2015-11-05
DEP | Distribution | CHKLIST-7764 | 401 | IC13-085 | 531-625-5750 | 500-415-4323 | Holstein Holdings, LLC 20MW | Holstein Holdings, LLC 20MW - Solar | Energized | 18BR16 (Recloser) / 18BR17 (Meter) | 19800 | [5 empty] | Strata Solar, LLC |  |  | 000-000-0000 | Sean Barnett | Photovoltaic | Solar | 24041 Skyway Church Road | Maxton | NC | 28364 | T2217B02 | CAMPBELL 23KV | MAXTON AIRPORT 115KV | 34.7754 | -79.3421 | 2015-12-29
DEP | Distribution | CHKLIST-7765 | 372 | IC13-086 | 158-955-1066 | 889-913-1596 | South Atlantic Services Inc | South Atlantic Services Inc - Solar | Energized | 6Q264 | 100 | 1 | No | No | Yes | No | United Renewable Energy, LLC |  |  | 000-000-0000 | Sean Barnett | Photovoltaic | Solar | 3527 Hwy 421 N #5 | Wilmington | NC | 28401 | T6310B20 | FLEMINGTON 24KV | EAGLE ISLAND 115KV | 34.2904 | -77.9739 | 2013-11-08
DEP | Distribution | CHKLIST-7766 | 373 | IC13-087 | 453-627-7728 | 355-638-5072 | South Atlantic Services, Inc. | South Atlantic Services, Inc. - Solar | Energized | 186X63/186Y05 | 1600 | 1 | No | No | Yes | No | United Renewable Energy, LLC |  |  | 910-763-3496 | Sean Barnett | Photovoltaic | Solar | 3527 US Hwy. 421 N. | Wilmington | NC | 28402 | T6310B20 | FLEMINGTON 23KV | EAGLE ISLAND 115KV | 34.2902 | -77.9754 | 2013-12-19
DEP | Distribution | CHKLIST-7768 |  | IC13-089 |  |  | Michael Solar, LLC | Michael Solar, LLC - Solar - Cancelled | Cancelled |  | 5000 | [5 empty] | Sunlight Partners |  |  | 000-000-0000 | Sean Barnett | Photovoltaic | Solar | 878 Edmund Road | Evergreen | NC | 28438 | N/A | N/A | N/A | 34.3988 | -78.9384
DEP | Distribution | CHKLIST-7769 | 496 | IC13-090 | 815-497-0423 | 449-196-1290 | Melinda Solar, LLC | Melinda Solar, LLC - Solar | Energized | 1ARJ60 (Recloser) / 1ARJ61 (Meter) | 5000 | [5 empty] | FLS Energy, Inc. |  |  | (828) 233-8117 | Stewart Grantham | Photovoltaic | Solar | 433 Foster Road | Henderson | NC | 27537 | T4785B06 | GILLBURG 23KV | HENDERSON EAST 230KV | 35.2141 | -77.0722 | 2015-08-20
DEP | Distribution | CHKLIST-7770 | 455 | IC13-091 | 138-343-8429 | 565-786-8310 | Porter Solar, LLC | Porter Solar, LLC - Solar | Energized | 18JQ22 (Recloser) / 18JQ23 (Meter) | 4999 | [5 empty] | FLS Energy, Inc. |  |  | 801-550-7150 | Stewart Grantham | Photovoltaic | Solar | 2030 Cool Spring Road | Ernul | NC | 28527 | T4074B02 | ERNUL 23KV | BRIDGETON 115KV | 35.2141 | -77.0722 | 2015-08-19
DEP | Distribution | CHKLIST-7771 | 467 | IC13-092 | 862-039-3879 | 432-442-5422 | Quincy Solar | Quincy Solar - Solar | Energized | 18NY19 (Recloser) / 18NY20 (Meter) | 4000 | [5 empty] | FLS Energy, Inc. |  |  | (828) 350-3993 | Stewart Grantham | Photovoltaic | Solar | 2220 Dunn Road | Fayetteville | NC | 28312 | T1765B01 | EASTOVER 12KV | BEARD 115KV | 35.0732 | -78.8101 | 2015-12-18
DEP | Distribution | CHKLIST-7772 | 454 | IC13-093 | 351-533-2595 | 717-223-7591 | Sarah Solar, LLC | Sarah Solar, LLC - Solar | Energized | 18MJ64 (Recloser) / 18MJ65 (Meter) | 5000 | [5 empty] | Conergy, Inc |  |  | (888) 396-6611 | Stewart Grantham | Photovoltaic | Solar | 171 Brewer Road | Louisburg | NC | 27549 | T5302B02 | CENTERVILLE 23KV | STALLINGS CROSSROADS 115KV | 36.1397 | -78.1485 | 2015-06-26
DEP | Distribution | CHKLIST-7775 | 469 | IC13-096 | 528-828-2048 | 320-476-5014 | Sun Devil Solar LLC | Sun Devil Solar LLC - Solar | Energized | 18KX63 (recloser) / 18KX64 (meter) | 5000 | [5 empty] | FLS Energy, Inc. |  |  | 801-550-7150 | Stewart Grantham | Photovoltaic | Solar | 3401 US Highway 158 E. | Littleton | NC | 27850 | T4915B01 | LITTLETON 23KV | LITTLETON 115KV | 36.4344 | -77.9706 | 2015-12-15
DEP | Distribution | CHKLIST-7776 | 482 | IC13-097 | 531-358-4038 | 899-535-3705 | Kenneth Solar LLC | Kenneth Solar LLC - Solar | Energized | 18LE30 (recloser) / 18LE31 (meter) | 3000 | [5 empty] | Cypress Creek Renewables, LLC | Don | Nista | 310-581-6299 | Phillip Cathcart | Photovoltaic | Solar | 912 Warren Plains | Warrenton | NC | 27589 | T5360B03 | NORLINA 23KV | WARRENTON 115KV | 36.4229 | -78.1533 | 2015-12-17
DEP | Distribution | CHKLIST-7780 |  | IC13-101 | 195-814-8528 | 009-886-8136 | Kim Solar LLC | Kim Solar LLC - Solar - Withdrawn | Withdrawn |  | 10000 | [5 empty] | Sunlight Partners |  |  | 801-550-7150 | Stewart Grantham | Photovoltaic | Solar | 930 Joe Nunn Road | Kinston | NC | 28504 | T4230B02 | SEVEN SPRINGS 24KV | KINSTON 115KV | 35.2094 | -77.6495
DEP | Distribution | CHKLIST-7782 | 486 | IC13-103 | 209-366-4536 | 168-621-3081 | Tracy Solar, LLC | Tracy Solar, LLC - Solar | Energized | 18LP55 (Recloser) / 18LP56 (Meter) | 10000 | [5 empty] | Cypress Creek Renewables, LLC | Don | Nista | (310) 581-6299 | Stewart Grantham | Photovoltaic | Solar | 8970 Winters Road | Bailey | NC | 27557 | T5450B03 | MOUNT PLEASANT 23KV | BAILEY 230KV | 35.8021 | -78.1382 | 2015-11-11
DEP | Distribution | CHKLIST-7783 | 506 | IC13-104 | 223-312-1900 | 032-322-8312 | Meares Solar Center, LLC | Meares Solar Center, LLC - Solar | Pending Final Interconnection Agreement |  | 4999 | [5 empty] | Heliosage Energy | Andrew | Foukal | 000-000-0000 | Sean Barnett | Photovoltaic | Solar | 573 Graham Street | Fair Bluff | NC | 28439 | T6350B01 | FAIR BLUFF 23KV | FAIR BLUFF 115KV | 34.3045 | -79.017
DEP | Distribution | CHKLIST-7207 | 102 | RR-0025 | 315-171-0997 | 486-350-4215 | Barkley Sexton Energy, LLC | Barkley Sexton Energy, LLC - Solar | Energized | AB698 | 60 | 1 | No | No | Yes | No |  |  |  | 828-667-8888 | Sean Barnett | Photovoltaic | Solar | 777 Brevard Road | Asheville | NC | 28806 | T0340B11 | AMBOY 12KV | WEST ASHEVILLE 115KV | 35.5365 | -82.6017 | 2008-11-13
DEP | Distribution | CHKLIST-7209 | 105 | RR-0028 | 481-206-3552 | 772-247-6731 | 1529 Properties, LLC | 1529 Properties, LLC - Solar | Energized | 12R814 | 50 | 1 | No | No | Yes | No | Hamlin Energy Solutions, LLC |  |  | 919-772-9180 | Sean Barnett | Photovoltaic | Solar | 1529 W. Garner Road | Garner | NC | 27529 | T5314B12 | YEARGAN ROAD 24KV | GARNER TRYON HILLS 115KV | 35.7203 | -78.6251 | 2009-06-11
DEP | Distribution | CHKLIST-7210 | 106 | RR-0137 | 609-723-2125 | 338-763-4003 | Carolina Solar Energy, LLC (Person County) | Carolina Solar Energy, LLC (Person County) - Solar | Energized | 154X26 | 520 | 1 | No | No | Yes | No | CAROLINA SOLAR ENERGY LLC - 2525551665 |  |  | 919-682-6822 | Sean Barnett | Photovoltaic | Solar | Crown Blvd | Timberlake | NC | 27583 | T5230B02 | DURHAM ROAD 23KV | ROXBORO SOUTH 230KV | 36.2906 | -78.9831 | 2009-08-20
DEP | Distribution | CHKLIST-7213 | 109 | RR-0032 | 331-490-1491 | 040-111-0309 | FLS Solar 10, LLC | FLS Solar 10, LLC - Solar | Energized | 15G142 | 440 | 1 | No | No | Yes | No | FLS Energy, Inc. |  |  | 828-350-3993 | Sean Barnett | Photovoltaic | Solar | 1155 Incinerator Road | Canton | NC | 28716 | T0400B12 | CLYDE 12KV | CANTON 115KV | 35.5459 | -82.8721 | 2009-11-12
DEP | Distribution | CHKLIST-7215 | 115 | RR-0158 | 622-068-4325 | 057-943-1552 | Arden Solar | Arden Solar - Solar | Energized | 9M332 | 23 | 1 | No | No | Yes | No |  |  |  | 828-974-0223 | Sean Barnett | Photovoltaic | Solar | 1845 Brevard Road | Arden | NC | 28704 | T0784B13 | VISTA BOULEVARD 24KV | AVERY CREEK 115KV | 35.3411 | -82.5453 | 2009-11-15
DEP | Distribution | CHKLIST-7217 | 117 | RR-0040 | 428-752-6539 | 536-776-8602 | Renewable Power, LLC | Renewable Power, LLC - Solar | Energized | 11JP03 | 192.5 | 1 | No | No | Yes | No | FLS Energy, Inc. |  |  | 919-460-3027 | Sean Barnett | Photovoltaic | Solar | Food Lion, 980 Kildaire Farm Road | Cary | NC | 27511 | T4600B02 | WEST CHATHAM STREET 23KV | CARY 230KV | 35.7726 | -78.7835 | 2009-12-21
DEP | Distribution | CHKLIST-7218 | 118 | RR-0041 |  | 848-051-1941 | Carolina Solar Raleigh EMJ, LLC | Carolina Solar Raleigh EMJ, LLC - Solar | Energized | 15J235 | 200 | 1 | No | No | Yes | No |  |  |  | 919-682-6822 | Sean Barnett | Photovoltaic | Solar | 10301 Fall of the Neuse Road | Raleigh | NC | 27614 | T5060B02 | FALLS ROAD 23KV | NEUSE 115KV | 35.9117 | -78.5972 | 2009-12-31
DEP | Distribution | CHKLIST-7219 | 119 | RR-0042 | 5098396772 | 813-153-3062 | Carter Hill Farms LLC (W H Bundy) | Carter Hill Farms LLC (W H Bundy) - Solar | Energized | 13PP27 | 50 | 1 | No | No | Yes | No | Standard Renewable Energy |  |  | 803-425-1093 | Bryan Griffin | Photovoltaic | Solar | 1768 US Highway 521 | Rembert | SC | 29128 | T3391B01 | WATEREE 23KV | CAMDEN 230KV | 34.1355 | -80.5472 | 2009-12-01
DEP | Distribution | CHKLIST-7223 | 125 | RR-0048 | 884-519-2338 | 121-277-9886 | Jackson & Sons, Inc. | Jackson & Sons, Inc. - Solar | Energized | KW06AZ | 22.31 | [5 empty] | Jackson Builders, Inc. |  |  | 919-658-5054 | Sean Barnett | Photovoltaic | Solar | 2330 Indian Springs Road | Dudley | NC | 28333 | T5890B01 | MT. OLIVE EAST 12KV | MT. OLIVE 115KV | 35.2285 | -77.9843 | 2010-03-30
DEP | Distribution | CHKLIST-7226 | 128 | RR-0051 | 560-979-8490 | 150-923-9693 | Greenfield Power GTP One, LLC | Greenfield Power GTP One, LLC - Solar | Energized | 8DK19 | 192.5 | 1 | No | No | Yes | No | CAB of the Carolinas |  |  | 704-962-2547 | Sean Barnett | Photovoltaic | Solar | 3800 Hwy 58 North | Kinston | NC | 28504 | T4230B04 | HULL ROAD 24KV | KINSTON 115KV | 35.3351 | -77.585 | 2010-12-19
DEP | Distribution | CHKLIST-7228 | 307 | RR-0053 | 176-029-8339 | 089-847-5959 | ABCZ Solar, LLC | ABCZ Solar, LCC - Solar | Energized | 13F264/13CT60 | 400 | [5 empty] | FLS Energy, Inc. |  |  | 000-000-0000 | Sean Barnett | Photovoltaic | Solar | 161 Tradition Trail | Holly Springs | NC | 27540 | T4796B11 | NOVARTIS 24KV | HOLLY SPRINGS INDUSTRIAL 230KV | 35.6528 | -78.8543 | 2010-08-13
DEP | Distribution | CHKLIST-7785 |  | IC13-106 |  |  | Triangle Urology Assoc | Triangle Urology Assoc - Solar - Cancelled | Cancelled |  | 31.392 | [5 empty] | Baker Renewable Energy - Raleigh |  |  | 000-000-0000 | Sean Barnett | Photovoltaic | Solar | 205 Frasier Street | Durham | NC | 27704 | N/A | N/A | N/A | 36.0427 | -78.903
DEP | Distribution | CHKLIST-7786 | 426 | IC13-107 | 1352406241 | 0926152042 | Yanceyville Farm 2 LLC | Yanceyville Farm 2 LLC - Solar | Energized | 18CT45 (Recloser) / 18CT46 (Meter) | 5000 | [5 empty] | Strata Solar, LLC |  |  | (919) 960-6015 | Stewart Grantham | Photovoltaic | Solar | 437 N. Carolina 62 | Blanch | NC | 27212 | T5390B04 | MILTON 12KV | YANCEYVILLE 230KV | 36.4117 | -79.3142 | 2015-04-21
DEP | Distribution | CHKLIST-7787 |  | IC13-108 | 878-182-4266 | 728-426-8042 | Fremont Farm, LLC | Fremont Farm, LLC - Solar | Pending Final Interconnection Agreement |  | 5000 | [5 empty] | Strata Solar, LLC |  |  | (919) 960-6015 | Sean Barnett | Photovoltaic | Solar | 440 Ballance Road | Fremont | NC | 27830 | T5740B03 | EUREKA 12KV | FREMONT 115KV | 35.535 | -77.97
DEP | Distribution | CHKLIST-7788 |  | IC13-109 | 782-109-1787 | 104-269-0998 | Sustainable Solar, LLC | Sustainable Solar, LLC - Solar | Pending Final Interconnection Agreement |  | 2000 | [8 empty] | 843-906-4759 | Stewart Grantham | Photovoltaic | Solar | 958 Bell's Branch Road | Newton Grove | NC | 28366 | T5921B02 | HERRING SCHOOL 23KV | NEWTON GROVE 230KV | 35.2434 | -78.3842
DEP | Distribution | CHKLIST-7789 |  | IC13-110 | 083-164-1071 | 737-636-7582 | Bladenboro Farm 2 LLC | Bladenboro Farm 2 LLC - Solar - Cancelled | Cancelled |  | 4950 | [5 empty] | Strata Solar, LLC |  |  | 000-000-0000 | Stewart Grantham | Photovoltaic | Solar | 415 W. Bladen Street | Bladenboro | NC | 27517 | T1810B01 | BLADENBORO CITY 23KV | BLADENBORO 115KV | 34.5377 | -78.7935
DEP | Distribution | CHKLIST-7790 |  | IC13-111 |  |  | Wagstaff Farm 2, LLC | Wagstaff Farm 2, LLC - Solar - Cancelled | Cancelled |  | 4950 | [5 empty] | Strata Solar, LLC |  |  | 000-000-0000 | Sean Barnett | Photovoltaic | Solar | 2072 Edwin Robertson Road | Roxboro | NC | 27574 | N/A | N/A | N/A | 36.4792 | -78.9932
DEP | Distribution | CHKLIST-7793 | 478 | IC13-114 | 463-867-8153 | 688-978-4697 | FLS Solar 260, LLC | FLS Solar 260, LLC - Solar | Energized | 1AQA80(Recloser)/1AQA81(Meter) | 4999 | [5 empty] | FLS Energy, Inc. |  |  | 000-000-0000 | Stewart Grantham | Photovoltaic | Solar | 6485 Wiregrass Road | Orrum | NC | 28369 | T1980B01 | FAIRMONT CENTRAL 23KV | FAIRMONT 115KV | 34.4973 | -79.0527 | 2015-08-22
DEP | Distribution | CHKLIST-7794 | 405 | IC13-115 |  |  | Nashville Farms LLC | Nashville Farms LLC - Solar - Withdrawn 3 | Withdrawn |  | 2000 | [5 empty] | United Solar Consultants |  |  | (919) 475-1811 | Stewart Grantham | Photovoltaic | Solar | 3315 Skyes Road | Nashville | NC | 27856 | T5900B05 | CORINTH 23KV | NASHVILLE 115KV | 36.0226 | -78.0071
DEP | Distribution | CHKLIST-7796 | 328 | IC12-0075 | 343-708-9042 | 645-953-8168 | Chauncey Farm, LLC | Chauncey Farm, LLC - Solar | Energized | 18ED93 (Recloser)/18ED94 (Meter) | 4975 | 1 | No | Yes | Yes | Yes | Strata Solar, LLC |  |  | 919-960-6015 | Sean Barnett | Photovoltaic | Solar | 1878 Chauncey Town Road | Lake Waccamaw | NC | 28450 | T4233B02 | HALLSBORO 23 KV | LAKE WACCAMAW 115KV | 34.3388 | -78.5225 | 2014-06-19
DEP | Distribution | CHKLIST-7801 | 380 | IC13-122 |  | 794-905-6423 | MCI Telecommunications | MCI Telecommunications - Solar | Energized | 71L17 | 552 | [5 empty] | SUN POWER TECHNOLOGIES - 7370327406 |  |  | 000-000-0000 | Sean Barnett | Photovoltaic | Solar | 6400 Weston Parkway | Cary | NC | 27513 | T4602B04 | SILVERTON 24KV | CARY EVANS ROAD 230KV | 35.8313 | -78.7891 | 2013-12-20
DEP | Distribution | CHKLIST-7803 | 231 | IC13-124 |  | 194-438-2199 | Paul Kazmer | Sol Sencia Ventures, LLC - Solar | Connected | 17QF12 | 48 | [5 empty] | Academy Solar |  |  | 919-469-3438 | Sean Barnett | Photovoltaic | Solar | 368 Harris Jones Road | Louisburg | NC | 0 | T4930B03 | INGLESIDE 23KV | LOUISBURG 115KV | 36.1741 | -78.2318 | 2013-10-07
DEP | Distribution | CHKLIST-7804 |  | IC13-125 |  |  | Lake Solar Center, LLC | Lake Solar Center, LLC - Solar - Cancelled | Cancelled |  | 4999 | [5 empty] | Heliosage Energy | Andrew | Foukal | 000-000-0000 | Sean Barnett | Photovoltaic | Solar | 5452 Lake Wilson Road | Elm City | NC | 27822 | T5680B01 | ELM CITY 23KV | ELM CITY 115KV | 35.8034 | -77.8751
DEP | Distribution | CHKLIST-7806 | 379 | IC13-127 | 660-916-5425 | 389-820-5228 | MA Engineering Consultants Inc. | MA Engineering Consultants Inc. - Solar | Energized | 9JT89 | 43 | [5 empty] | Southern Energy Management - Morrisville | Will | Etheridge | 000-000-0000 | Sean Barnett | Photovoltaic | Solar | 598 East Chatham Street, Suite 137 | Cary | NC | 27511 | T5136B04 | SUN GATE 23KV | RALEIGH OAKDALE 230KV | 35.7898 | -78.7684 | 2014-06-09
DEP | Distribution | CHKLIST-7807 |  | IC13-128 |  |  | Fresh Air Energy II, LLC - Willoughby PV1 | Fresh Air Energy II, LLC - Willoughby PV1 - Solar - Cancelled | Cancelled |  | 19990 | [5 empty] | Ecoplexus, INC |  |  | 000-000-0000 | Sean Barnett | Photovoltaic | Solar | 2107 Red Hill Church Road | Dunn | NC | 28334 | T5650B20 | ERWIN HIGHWAY 55 23KV | ERWIN 230KV | 35.3601 | -78.6359
DEP | Distribution | CHKLIST-7808 | 378 | IC13-129 |  | 6219567986 | NY Forwarding Services Inc. | NY Forwarding Services Inc. - Solar | Energized | 185G13 | 46 | 1 | No | No | Yes | No | Greentech Renewable Solutions |  |  | 000-000-0000 | Sean Barnett | Photovoltaic | Solar | 249 Shipyard Blvd. | Wilmington | NC | 28412 | T4325B03 | SHIPYARD 23KV | WILMINGTON SUNSET PARK 115KV | 34.1923 | -77.9421 | 2013-12-05
DEP | Distribution | CHKLIST-7229 | 131 | RR-0054 | 854-926-3773 | 019-088-2688 | Sunstruck Energy, LLC | Sunstruck Energy, LLC - Solar | Energized | 15P343 | 40 | 1 | No | No | Yes | No |  |  |  | 828-329-5122 | Sean Barnett | Photovoltaic | Solar | 24 Wandering Ridge Dr. | Black Mountain | NC | 28711 | T0810B06 | BLUE RIDGE ROAD 12KV | SWANNANOA 115KV | 35.5713 | -82.2875 | 2011-02-24
DEP | Distribution | CHKLIST-7230 | 132 | RR-0055 | 798-851-8960 | 669-915-8272 | Hessler, LLC (Project 1) | Hessler, LLC (Project 1) - Solar | Energized | FJM87 | 100 | 1 | No | No | Yes | No | Hamlin Energy Solutions, LLC |  |  | 252-492-5067 | Sean Barnett | Photovoltaic | Solar | 860 Commerce Drive | Henderson | NC | 27536 | T4785B02 | BEARPOND 23KV | HENDERSON EAST 230KV | 36.2677 | -78.4026 | 2010-10-06
DEP | Distribution | CHKLIST-7231 | 133 | RR-0056 |  | 286-667-5321 | FLS Solar 10, LLC | FLS Solar 10, LLC - Solar | Energized | 150X28 | 66 | 1 | No | No | Yes | No | FLS Energy, Inc. |  |  | 828-350-3993 | Sean Barnett | Photovoltaic | Solar | Blue Ridge Paper Landfill No. 6 1155 Incinerator Road | Canton | NC | 28716 | T0784B12 | SCHENCK PARKWAY 24KV | AVERY CREEK 115KV | 35.5517 | -82.8714 | 2010-08-30
DEP | Distribution | CHKLIST-7232 | 136 | RR-0058 | 707-607-1641 | 804-988-9218 | SunEnergy1 - Asheville | SunEnergy1 - Asheville - Solar | Energized | 84B41 | 193 | 1 | No | No | Yes | No |  |  |  | 704-662-0375 | Sean Barnett | Photovoltaic | Solar | 291 Merrimon Avenue | Weaverville | NC | 28787 | T0870B03 | HIGHLAND STREET 12KV | WEAVERVILLE 115KV | 35.6799 | -82.5749 | 2010-10-31
DEP | Distribution | CHKLIST-7233 | 137 | RR-0059 | 698-622-0256 | 294-662-9397 | City of Raleigh Parks & Recreation | City of Raleigh Parks & Recreation - Solar | Energized | 9WK14 | 23 | [5 empty] | Southern Energy Management - Morrisville | Will | Etheridge | 919-996-3070 | Sean Barnett | Photovoltaic | Solar | 2631 Brentwood Rd | Raleigh | NC | 27604 | T5311B05 | HIGHLANDS BOULEVARD 23KV | RALEIGH TIMBERLAKE 115KV | 35.8149 | -78.5947 | 2010-12-13
DEP | Distribution | CHKLIST-7235 | 139 | RR-0061 | 077-634-8831 | 172-577-3087 | Terry Sanford Courthouse (US General SVC Administration) | Terry Sanford Courthouse (US General SVC Administration) - Solar | Energized | PFH50 | 515 | 1 | No | No | Yes | No |  |  |  | 919-856-4680 | Sean Barnett | Photovoltaic | Solar | 310 New Bern Ave. | Raleigh | NC | 27601 | T5120B02 | EAST STREET 12KV | RALEIGH EAST STREET 230KV | 35.78 | -78.6334 | 2011-01-18
DEP | Distribution | CHKLIST-7241 | 149 | RR-0071 | 334-780-7806 | 321-227-3332 | David Allen Company | David Allen Company - Solar - Project 2 | Energized | 10EY16 | 57 | 1 | No | No | Yes | No |  |  |  | 919-821-7100 | Sean Barnett | Photovoltaic | Solar | 144 Rush Street | Raleigh | NC | 27603 | T4595B01 | SUMMIT AVENUE 23KV | CARALEIGH 230KV | 35.7423 | -78.6438 | 2010-12-13
DEP | Distribution | CHKLIST-7242 | 150 | RR-0072 | 235-387-2068 | 386-382-9127 | David Allen Company | David Allen Company - Solar - Project 3 | Energized | 10EY12 | 73 | 1 | No | No | Yes | No |  |  |  | 919-821-7100 | Sean Barnett | Photovoltaic | Solar | 144 Rush Street | Raleigh | NC | 27603 | T4595B01 | SUMMIT AVENUE 23KV | CARALEIGH 230KV | 35.7427 | -78.6439 | 2010-12-13
DEP | Distribution | CHKLIST-7243 | 151 | RR-0073 | 529-533-5938 | 132-320-1325 | F & D Huebner | F & D Huebner - Solar | Energized | 100G75 | 24 | [5 empty] | Hamlin Energy Solutions, LLC |  |  | 919-772-1677 | Sean Barnett | Photovoltaic | Solar | 52 Glen Rd. | Garner | NC | 27529 | T4725B03 | HWY 50 SOUTH 23KV | GARNER PANTHER BRANCH 230KV | 35.6072 | -78.5664 | 2010-12-31
DEP | Distribution | CHKLIST-7247 | 155 | RR-0077 | 017-404-5781 | 737-990-4258 | Asheville Alternative Energy, LLC | Asheville Alternative Energy, LLC - Solar - Fairview | Energized | AZ28CC | 34 | 1 | No | No | Yes | No | Sundance Power, LLC |  |  | 828-628-2854 | Sean Barnett | Photovoltaic | Solar | 88 Lytle Road | Fairview | NC | 28730 | T0781B01 | MILLS GAP 23KV | SKYLAND 115KV | 35.5089 | -82.4388 | 2011-01-25
DEP | Distribution | CHKLIST-7248 | 156 | RR-0078 | 658-416-8196 | 686-507-9450 | K&HB Enterprises, LLC - 2nd Installation | K&HB Enterprises, LLC - Solar - 1st installation | Energized | HQ77 | 22.5 | [5 empty] | Sundance Power, LLC |  |  | 828-734-1535 | Sean Barnett | Photovoltaic | Solar | 573 Merrimon Ave. | Asheville | NC | 28804 | T0371B02 | PIEDMONT 23KV | BEAVERDAM 115KV | 35.6183 | -82.5537 | 2011-02-28
DEP | Distribution | CHKLIST-7249 | 157 | RR-0079 | 251-272-3384 | 267-584-8358 | K&HB Enterprises, LLC - 2nd Installation | K&HB Enterprises, LLC - Solar - 2nd installation | Energized | AB17CA | 22.5 | [5 empty] | Sundance Power, LLC |  |  | 828-734-1535 | Sean Barnett | Photovoltaic | Solar | 573 Merrimon Ave. | Asheville | NC | 28804 | T0371B02 | PIEDMONT 23KV | BEAVERDAM 115KV | 35.5214 | -82.962 | 2011-03-18
DEP | Distribution | CHKLIST-7250 | 158 | RR-0080 | 540-973-1030 | 682-222-7721 | Carolina Tractor & Equipment Co. | Carolina Tractor & Equipment Co. - Solar | Energized | AE044 | 193 | 1 | No | No | Yes | No |  |  |  | 704-596-8880 | Sean Barnett | Photovoltaic | Solar | 40 Interstate Blvd. | Asheville | NC | 28806 | T0340B11 | AMBOY 12KV | WEST ASHEVILLE 115KV | 35.5502 | -82.6057 | 2010-12-15
DEP | Distribution | CHKLIST-7251 | 161 |  | 3188382893 |  | SAS Bldg C | SAS Bldg C - Solar | Energized | 158281 | 72 | 1 | No | No | Yes | No | FLS Energy, Inc. |  |  | 919-531-6841 | Sean Barnett | Photovoltaic | Solar | 820 SAS Campus Drive, Bldg C | Cary | NC | 27513 | T4610B13 | SAS 24KV | CARY TRENTON ROAD 230KV | 35.8179 | -78.7525 | 2011-03-21
DEP | Distribution | CHKLIST-7586 | 301 | IC12-0078 | 538-209-5155 | 656-732-5383 | Lenoir Farm, LLC | Lenoir Farm, LLC - Solar | Energized | 17QN49 (Recloser)/17QN59 (Meter) | 4975 | 1 | No | Yes | Yes | Yes | Strata Solar Development LLC |  |  | 919-960-6015 | Sean Barnett | Photovoltaic | Solar | 3244 Wheat Swamp Road | Kinston | NC | 28504 | T4320B02 | JASON 23KV | SNOW HILL 115KV | 35.3334 | -77.6668 | 2013-06-28
DEP | Distribution | CHKLIST-7588 | 281 | IC12-0080 | 054-306-6021 | 295-085-6233 | Wake Tech Innovations, Inc. | Wake Tech Innovations, Inc. - Solar | Energized | 17Q302 | 308 | 1 | No | No | Yes | No |  |  |  | 919-866-5926 | Sean Barnett | Photovoltaic | Solar | 321 Chapanoke Road | Raleigh | NC | 27603 | T4595B02 | SOUTH SAUNDERS 23KV | CARALEIGH 230KV | 35.7345 | -78.6478 | 2012-11-28
DEP | Distribution | CHKLIST-7590 | 297 | IC12-0082 | 315-511-5995 | 784-087-0104 | Beulaville Solar, LLC | Beulaville Solar, LLC - Solar | Energized | 17QG78/17QG77 | 1999 | 1 | No | No | Yes | No | FLS Energy, Inc. |  |  | (801) 679-3507 | Sean Barnett | Photovoltaic | Solar | 166 Little Bubbles Lane | Beulaville | NC | 28518 | T5490B01 | BEULAVILLE 23 KV | BEULAVILLE 115KV | 34.9005 | -77.7808 | 2013-12-09
DEP | Distribution | CHKLIST-7591 | 309 | IC12-0083 | 682-348-4123 | 201-877-4782 | Moorings Farm, LLC | Moorings Farm, LLC - Solar | Energized | 182E13/182E14 | 4975 | 1 | No | Yes | Yes | Yes | Strata Solar, LLC |  |  | 919-960-6015 | Sean Barnett | Photovoltaic | Solar | 241 Piney Grove Church Road | La Grange | NC | 28551 | T5830B03 | BESTON ROAD 12KV | LAGRANGE 115KV | 35.3055 | -77.8324 | 2013-09-05
DEP | Distribution | CHKLIST-7592 | 298 | IC12-0084 |  | 622-366-7657 | Kenansville Solar, LLC | Kenansville Solar, LLC - Solar | Energized | 17R728/17R729 | 1999 | 1 | No | No | Yes | No | Community Energy Inc. |  |  | 828-350-3993 | Sean Barnett | Photovoltaic | Solar | 1204 NC 24 and 50 Hwy. | Warsaw | NC | 28398 | T6070B01 | KENANSVILLE 23KV | WARSAW 230KV | 34.984 | -78.0392 | 2013-12-09
DEP | Distribution | CHKLIST-7593 | 299 | IC12-085 | 228-704-0212 | 393-478-1257 | Innovative Solar 10, LLC | Innovative Solar 10, LLC - Solar | Energized | 1B1X37 (MV Sensor) / 1B1X38 (Meter) | 1300 | [5 empty] | FLS Energy, Inc. |  |  | (828) 350-3993 | Sean Barnett | Photovoltaic | Solar | 108 Market St | Canton | NC | 28716 | T0400B13 | PIGEON ROAD 12KV | CANTON 115KV | 35.4736 | -82.8903 | 2015-10-27
DEP | Distribution | CHKLIST-7595 |  | IC12-087 |  |  | Atlantic Corp of Wilm. Inc. | Atlantic Corp of Wilm. Inc. - Solar | Pending Final Interconnection Agreement |  | 250 | [8 empty] | 910-520-4419 | Sean Barnett | Photovoltaic | Solar | 107 East 5th Street | Tabor City | NC | 28463 | T6630B02 | HIGHWAY 701 NORTH 23KV | TABOR CITY 115KV | 34.1558 | -78.8626
DEP | Distribution | CHKLIST-7597 | 304 | IC12-0090 | 601-881-8317 | 139-200-5417 | Solar 55, LLC | Solar 55, LLC - Solar | Energized | 189P31(MV Sensor)/189P34(Meter) | 1980 | 1 | No | No | Yes | No | Solbridge |  |  | 404-392-6881 | Sean Barnett | Photovoltaic | Solar | 142 Harrells Hill Road | Mount Olive | NC | 28365 | T5888B01 | SMITH CHAPEL 23KV | MT. OLIVE WEST 115KV | 35.2093 | -78.0905 | 2014-04-03
DEP | Distribution | CHKLIST-7605 | 300 | IC12-0098 | 403-708-6123 | 495-684-8123 | Garrell Solar Farm, LLC | Garrell Solar Farm, LLC - Solar | Energized | 17RF33/17RF34 | 3800 | 1 | No | Yes | Yes | Yes | Argand Energy Solutions |  |  | 919-960-6015 | Sean Barnett | Photovoltaic | Solar | 2681 Georgia Pacific Road | Chadbourn | NC | 28431 | T6215B01 | CHADBOURN EAST 23KV | CHADBOURN 115KV | 34.3262 | -78.794 | 2013-10-30
DEP | Distribution | CHKLIST-7606 | 305 | IC12-0099 | 881-244-9190 | 331-105-3452 | Dement Farm, LLC | Dement Farm, LLC - Solar | Energized | 17T536/17T537 | 4975 | 1 | No | Yes | Yes | Yes | Heelstone Energy, LLC |  |  | (919) 475-1811 | Sean Barnett | Photovoltaic | Solar | 5393 N Carolina 39 | Henderson | NC | 27537 | T4785B06 | GILLBURG 23KV | HENDERSON EAST 230KV | 36.2707 | -78.3515 | 2013-08-12
DEP | Distribution | CHKLIST-7607 | 306 | IC12-0100 | 10451912 | 001-045-1912 | CCL Label Inc. (owner); with Rider NM-4 | CCL Label Inc. (owner); with Rider NM-4 - Solar | Energized | 14FE87/GA032 | 43 | 1 | No | No | Yes | No | Baker Renewable Energy |  |  | 000-000-0000 | Sean Barnett | Photovoltaic | Solar | 308 S Rogers Ln. #120 | Raleigh | NC | 27610 | T5000B42 | POOLE ROAD 23KV | MILBURNIE 230KV | 35.772 | -78.557 | 2012-11-14
DEP | Distribution | CHKLIST-7608 |  | IC12-101 |  |  | Railroad Farm 2, LLC | Railroad Farm2, LLC - Solar - 2nd installation - Withdrawn | Withdrawn |  | 5000 | [8 empty] | 919-960-6015 | Sean Barnett | Photovoltaic | Solar | 479 Shaw Mill Rd. | St Pauls | NC | 28384 | T2520B02 | ST. PAULS 23KV | ST. PAULS 115KV
DEP | Distribution | CHKLIST-7609 | 303 | IC12-102 | 631-147-1897 | 310-243-9241 | Bob Barker Company, Inc. | Bob Barker Company, Inc. - Solar | Energized | 79F65/79G02 | 385 | 1 | No | No | Yes | No | PowerWorks Electric |  |  | 000-000-0000 | Sean Barnett | Photovoltaic | Solar | 7925 Purfoy Rd. | Fuquay Varina | NC | 27526 | T4710B02 | PURFOY ROAD 23KV | FUQUAY 230KV | 35.5828 | -78.7721 | 2012-10-31
DEP | Distribution | CHKLIST-7252 | 162 | RR-0084 | 530-679-2820 | 197-474-4169 | Solarworks RCC, LLC | Solarworks RCC, LLC - Solar | Energized | 13FC67 | 385 | 1 | No | No | Yes | No |  |  |  | 828-350-3993 | Sean Barnett | Photovoltaic | Solar | 500 S. Salisbury St. | Raleigh | NC | 27601 | T4596B23 | CONVENTION CENTER 13KV | RALEIGH HARRINGTON STREET 115KV | 35.7732 | -78.6414 | 2012-06-08
DEP | Distribution | CHKLIST-7253 | 163 | RR-0085 | 333-061-0647 | 597-185-3261 | Argand SPP2, LLC | Argand SPP2, LLC - Solar | Energized | A045AH | 193 | 1 | No | No | Yes | No | Argand Energy Solutions |  |  | 704-936-5024 | Sean Barnett | Photovoltaic | Solar | 17900 Dana Rd | Laurinburg | NC | 28353 | T2200B23 | AIR BASE 23KV | LAURINBURG 230KV | 34.7582 | -79.4289 | 2011-06-18
DEP | Distribution | CHKLIST-7254 | 165 | RR-0153 | 849-140-1454 | 460-693-3135 | PCIP Solar LLC (Formerly Carolina Solar Energy LLC) | PCIP Solar LLC (Formerly Carolina Solar Energy LLC) - Solar - Cancelled | Cancelled | 17EK34 | 1000 | 1 | No | No | Yes | No |  |  |  | 908-967-4148 | Sean Barnett | Photovoltaic | Solar | 5661 Durham Road | Timberlake | NC | 27574 | T5230B02 | DURHAM ROAD 23KV | ROXBORO SOUTH 230KV | 36.3147 | -78.9709 | 2011-10-06
DEP | Distribution | CHKLIST-7255 | 166 | RR-0088 | 098-747-3550 | 103-442-7987 | Glen Raven Solar One, LLC | Glen Raven Solar One, LLC - Solar | Energized | D4755 | 384 | [5 empty] | ARGAND ENERGY SOLUTIONS LLC - 1384905401 |  |  | 252-432-2995 | Sean Barnett | Photovoltaic | Solar | 268 Hwy US 1 South | Norlina | NC | 27563 | T5360B04 | WARRENTON INDUSTRIAL 23KV | WARRENTON 115KV | 34.7689 | -77.3676 | 2011-09-09
DEP | Distribution | CHKLIST-7256 | 168 | RR-0090 | 546-741-4271 | 129-320-2568 | North Carolina Solar I, LLC | North Carolina Solar I, LLC - Solar | Energized | 17K830/17K831/17WN88 | 2000 | 1 | No | No | Yes | No | BIRDSEYE REALTY - 1942177199 |  |  | 415-874-5343 | Sean Barnett | Photovoltaic | Solar | 1420 Stewartsville Rd. #1520 | Laurinburg | NC | 28352 | T2200B22 | COLLEGE 23KV | LAURINBURG 230KV | 34.7574 | -79.4481 | 2012-04-11
DEP | Distribution | CHKLIST-7257 | 174 | RR-0096 | 406-627-6520 | 102-134-2728 | Gregory Poole Equipment Company | Gregory Poole Equipment Company - Solar | Energized | 143534 (Structure (Progress): PAD) | 160 | [5 empty] | United Renewable Energy, LLC |  |  | 919-755-7011 | Sean Barnett | Photovoltaic | Solar | 3201 Integrity Drive | Garner | NC | 27529 | T4723B11 | JONES SAUSAGE 24KV | GARNER I-40 230KV | 35.7257 | -78.5836 | 2011-10-27
DEP | Distribution | CHKLIST-7260 | 179 | RR-0100 | 109-172-3682 | 679-971-5070 | ESA Renewables III, LLC | ESA Renewables III, LLC - Solar | Energized | 17FF84 | 977.9 | 1 | No | No | Yes | No | ESA Renewables |  |  | 407-536-5346 | Sean Barnett | Photovoltaic | Solar | 300 Executive Pkwy | New Bern | NC | 28560 | T4255B03 | CLARKS 23 KV | NEW BERN WEST 230KV | 35.1335 | -77.1677 | 2012-03-29
DEP | Distribution | CHKLIST-7261 | 183 | RR-0104 |  | 600-706-2190 | FLS Solar 20, LLC | FLS Solar 20, LLC - Solar - 2nd installation | Energized | BD67AF | 81 | 1 | No | No | Yes | No |  |  |  | 828-350-3993 | Sean Barnett | Photovoltaic | Solar | 120 W. Edenton St. | Raleigh | NC | 27603 | T2250B01 | PITTSBORO 23KV | PITTSBORO 230KV | 35.7217 | -79.1916 | 2011-10-14
DEP | Distribution | CHKLIST-7264 | 186 | RR-0107 | 655-004-8026 | 202-657-5585 | CBC Alternative Energy, LLC | CBC Alternative Energy, LLC - Solar - (Tower Road) | Energized | 17FY26 | 1050 | 1 | No | No | Yes | No |  |  |  | 919-433-1576 | Sean Barnett | Photovoltaic | Solar | 3204 Transmitter Road | Garner | NC | 27529 | T4730B12 | RAYNOR ROAD 24KV | GARNER WHITE OAK 230KV | 35.6738 | -78.5251 | 2012-04-05
DEP | Distribution | CHKLIST-7267 | 191 | RR-0112 | 085-291-5966 | 463-777-7972 | Neuse River Solar Farm, LLC | Neuse River Solar Farm, LLC - Solar | Energized | 17G847 | 1040 | 1 | No | No | Yes | No |  |  |  | (727) 216-4000 | Sean Barnett | Photovoltaic | Solar | 2408 Brownfield Rd. | Raleigh | NC | 27610 | T4501B03 | MT. MORIAH 23KV | AUBURN 230KV | 35.7146 | -78.4994 | 2011-12-21
DEP | Distribution | CHKLIST-7268 | 192 | RR-0113 | 534-261-1059 | 505-677-1982 | Westgate Auto Group, LLC | Westgate Auto Group, LLC - Solar | Energized | 109H29 | 79 | 1 | No | No | Yes | No | Southern Energy Management - Morrisville | Will | Etheridge | 919-865-5000 | Sean Barnett | Photovoltaic | Solar | 6421 Old Westgate Rd. | Raleigh | NC | 27613 | T5116B03 | WESTGATE RD 23KV | RALEIGH DURHAM AIRPORT 230KV | 35.9004 | -78.7624 | 2011-11-18
DEP | Distribution | CHKLIST-7269 | 194 | RR-0115 | 305-924-1715 | 598-277-9794 | South Robeson Farm, LLC | South Robeson Farm, LLC - Solar | Energized | 17M934 | 4975 | 1 | No | Yes | Yes | Yes | East to West Solar, LLC |  |  | (646) 556-6613 | Sean Barnett | Photovoltaic | Solar | 7821 NC Highway 710 S. | Rowland | NC | 28383 | T2335B01 | PURVIS 23KV | ROWLAND 230KV | 34.5611 | -79.2852 | 2012-06-11
DEP | Distribution | CHKLIST-7270 | 195 | RR-0116 | 207-691-8321 | 578-417-7344 | Beckton, Dickinson & Company | Beckton, Dickinson & Company - Solar | Energized | 17AM37 | 798 | 1 | No | No | Yes | No |  |  |  | 919-963-4223 | Sean Barnett | Photovoltaic | Solar | 130 Four Oaks Pkwy | Four Oaks | NC | 27524 | T5732B03 | KEEN ROAD 24KV | FOUR OAKS 230KV | 35.4262 | -78.4155 | 2011-12-21
DEP | Distribution | CHKLIST-7271 | 198 | RR-0119 | 2888557051 | 891-763-0496 | Ideal Fastener Corporation | Ideal Fastener Corporation - Solar | Energized | EYU25 | 158 | [5 empty] | Southern Energy Management - Morrisville | Will | Etheridge | 212-244-0260 | Sean Barnett | Photovoltaic | Solar | 603 W Industry Drive | Oxford | NC | 27565 | T5085B01 | OXFORD SOUTH INDUSTRIAL 23KV | OXFORD SOUTH 230KV | 36.2975 | -78.6107 | 2011-12-21
DEP | Distribution | CHKLIST-7272 | 200 | RR-0120 | 089-818-4726 | 811-646-6551 | Shannon Farm, LLC | Shannon Farm, LLC - Solar | Energized | 17Q115/17Q116 | 4975 | 1 | No | Yes | Yes | Yes | Strata Solar, LLC |  |  | 919-960-6015 | Sean Barnett | Photovoltaic | Solar | 15130 NC Highway 71 N | Shannon | NC | 28386 | T2475B02 | LUMBER BRIDGE 23KV | SHANNON 115KV | 34.8484 | -79.1308 | 2012-09-11
DEP | Distribution | CHKLIST-7273 | 201 | RR-0121 | 896-842-4120 | 886-814-3085 | Watts Farm, LLC | Watts Farm, LLC - Solar | Energized | 17MA66 | 4975 | 1 | No | Yes | Yes | Yes |  |  |  | 919-960-6015 | Sean Barnett | Photovoltaic | Solar | Charlie Watts Rd. | Maxton | NC | 28364 | T2215B02 | MIDWAY 24KV | MAXTON 115KV | 34.7252 | -79.3407 | 2012-07-13
DEP | Distribution | CHKLIST-7274 | 202 | RR-0122 | 782-011-1156 | 399-799-9465 | Raeford Farm, LLC | Raeford Farm, LLC - Solar | Energized | 17RP91 | 4975 | 1 | No | Yes | Yes | Yes | Heelstone Energy, LLC |  |  | (919) 475-1811 | Sean Barnett | Photovoltaic | Solar | 1021 Saint Pauls Dr. #A | Raeford | NC | 28376 | T2282B03 | CENTRAL AVENUE 12KV | RAEFORD SOUTH 115KV | 34.9704 | -79.2112 | 2012-11-19
DEP | Distribution | CHKLIST-7809 |  | IC13-130 | 079-695-8544 | 827-592-6619 | Wommack Farm, LLC | Wommack Farm, LLC - Solar - Withdrawn | Withdrawn |  | 4998 | [5 empty] | Strata Solar, LLC |  |  | (919) 960-6015 x271 | Sean Barnett | Photovoltaic | Solar | 4001 Hwy. 55 West | Kinston | NC | 28504 | T4230B02 | SEVEN SPRINGS 24KV | KINSTON 115KV | 35.2131 | -77.6862
DEP | Distribution | CHKLIST-7810 | 434 | IC13-131 | 045-982-3050 | 812-750-6031 | ESA Princeton NC, LLC | ESA Princeton NC, LLC - Solar | Energized | 18HJ10 (Recloser) / 18HJ13 (Meter) | 5000 | [5 empty] | Conergy, Inc |  |  | 000-000-0000 | Phillip Cathcart | Photovoltaic | Solar | 4250 Bizzelll Grove Church Rd | Princeton | NC | 27569 | T5935B02 | PEEDIN JUNCTION 23KV | PRINCETON 115KV | 35.5015 | -78.1912 | 2015-06-26
DEP | Distribution | CHKLIST-7811 | 453 | IC13-132 | 625-795-1456 | 494-234-8709 | Soul City Solar, LLC | Soul City Solar, LLC - Solar | Energized | 18TM96 | 3500 | [5 empty] | FLS Energy, Inc. |  |  | 000-000-0000 | Stewart Grantham | Photovoltaic | Solar | 191 Crescent Drive | Norlina | NC | 27563 | T5360B03 | NORLINA 23KV | WARRENTON 115KV | 36.4167 | -78.2628 | 2015-04-20
DEP | Distribution | CHKLIST-7812 | 466 | IC13-133 | 766-334-9962 | 892-252-4783 | Stagecoach Solar, LLC | Stagecoach Solar, LLC - Solar | Energized | (18RT92 Recloser) / (18RT93 Meter) | 4999 | [5 empty] | FLS Energy, Inc. |  |  | 000-000-0000 | Sean Barnett | Photovoltaic | Solar | 1835 Stagecoach Rd | Henderson | NC | 27537 | T4770B05 | WILLIAMSBORO 23KV | HENDERSON NORTH 115KV | 36.4144 | -78.4621 | 2015-05-13
DEP | Distribution | CHKLIST-7813 | 389 | IC13-134 | 477-988-1407 | 117-809-2878 | Highland Community Solar, LLC | Highland Community Solar, LLC - Solar | Pending Final Interconnection Agreement |  | 45 | [8 empty] | 000-000-0000 | Stewart Grantham | Photovoltaic | Solar | 1901 Ridge Road | Raleigh | NC | 27607 | T4990B37 | BUDLEIGH 12KV | METHOD 230KV | 35.8165 | -78.6828 | 2014-01-18
DEP | Distribution | CHKLIST-7817 | 416 | IC13-138 | 670-521-1529 | 636-690-3265 | ESA Newton Grove 1 NC, LLC | ESA Newton Grove 1 NC, LLC - Solar | Energized |  | 1980 | [5 empty] | Heelstone Energy, LLC |  |  | (919) 475-1811 | Stewart Grantham | Photovoltaic | Solar | 245 West Grove Street | Newton Grove | NC | 28366 | T5921B01 | NEWTON GROVE 23KV | NEWTON GROVE 230KV | 35.2507 | -78.3689 | 2015-08-31
DEP | Distribution | CHKLIST-7820 | 471 | IC13-141 | 145-582-5727 | 066-265-2874 | Blueberry One, LLC | Blueberry One, LLC - Solar | Energized | 18NG27 (Recloser) / 18NG30 (Meter) | 5000 | [5 empty] | Cypress Creek Renewables, LLC | Don | Nista | (310) 581-6299 | Sean Barnett | Photovoltaic | Solar | 3244 Old Granthan Road | Grantham | NC | 27530 | T5770B01 | GRANTHAM 23KV | GRANTHAM 230KV | 35.3128 | -78.1545 | 2015-12-30
DEP | Distribution | CHKLIST-7822 | 442 | IC13-143 | 689-293-2127 | 697-506-0978 | Mount Olive Farm, LLC | Mount Olive Farm, LLC - Solar | Energized | 185B55 | 4998 | [5 empty] | Strata Solar, LLC |  |  | 919-960-6015 | Stewart Grantham | Photovoltaic | Solar | 1001 West Main Street | Mt Olive | NC | 28365 | T5888B03 | CALYPSO 23KV | MT. OLIVE WEST 115KV | 35.2035 | -78.0812 | 2014-12-10
DEP | Distribution | CHKLIST-7823 | 443 | IC13-144 | 456-146-0330 | 767-912-2650 | Railroad Farm 2, LLC | Railroad Farm 2, LLC - Solar | Energized | 18KQ06 (Recloser) / 18KQ07 (Meter) | 4998 | [5 empty] | Strata Solar, LLC |  |  | 919-960-6015 | Sean Barnett | Photovoltaic | Solar | 479 Shaw Mill Rd. | St Pauls | NC | 28384 | T2520B02 | ST. PAULS CITY 23KV | ST. PAULS 115KV | 34.8073 | -78.9518 | 2014-10-20
DEP | Distribution | CHKLIST-7824 | 439 | IC13-145 | 849-470-0464 | 046-748-7278 | Laurinburg Solar, LLC | Laurinburg Solar, LLC - Solar | Energized | 18GB75 (meter) / 18GB74 (recloser) | 1999 | [5 empty] | Heelstone Energy, LLC |  |  | 000-000-0000 | Stewart Grantham | Photovoltaic | Solar | 13121 Rocky Ford Road | Laurinburg | NC | 28352 | T2200B23 | AIR BASE 23KV | LAURINBURG 230KV | 34.7536 | -79.3966 | 2015-12-04
DEP | Distribution | CHKLIST-7826 | 393 | IC13-147 | 153-999-3848 | 873-155-1589 | Coastal Beverage Co Inc. | Coastal Beverage Co Inc. - Solar | Energized | 119K46 | 300 | [5 empty] | Argand Energy Solutions |  |  | (910) 799-3011 x1205 | Sean Barnett | Photovoltaic | Solar | 160 Hughes Farm Road | Pollocksville | NC | 28573 | T4276B02 | POLLOCKSVILLE 23KV | RHEMS 230KV | 35.0162 | -77.2206 | 2014-02-21
DEP | Distribution | CHKLIST-7830 | 470 | IC13-151 | 002-101-3420 | 854-217-3730 | Woodland Church Farm, LLC - Strata Solar | Woodland Church Farm, LLC - Strata Solar - Solar | Energized | 190N12 (Recloser) / 190N14 (Meter) | 5000 | [5 empty] | Strata Solar, LLC |  |  | (919) 960-7700 | Sean Barnett | Photovoltaic | Solar | 273 Woodland Church Road | Albertson | NC | 28508 | T4225B01 | PINK HILL 23KV | KORNEGAY 115KV | 35.0595 | -77.8496 | 2015-12-07
DEP | Distribution | CHKLIST-7832 | 622 | IC13-153 | 291-106-8183 | 872-899-1111 | West Siler Farm, LLC | West Siler Farm, LLC - Strata Solar - Solar | Pending Construction |  | 4998 | [5 empty] | Strata Solar, LLC |  |  | (919) 960-6015 | William Winslow | Photovoltaic | Solar | 123 Coleridge Road | Siler City | NC | 27344 | T1530B01 | SILER CITY NORTH 23KV | SILER CITY 115KV | 35.7238 | -79.5014
DEP | Distribution | CHKLIST-7833 | 444 | IC13-154 | 343-877-4808 | 840-867-6263 | Crockett Farm, LLC | Crockett Farm, LLC - Solar | Energized | 18KQ63 (Recloser) / 18KQ62 (Meter) | 4998 | [5 empty] | Strata Solar, LLC |  |  | 919-960-6015 | Sean Barnett | Photovoltaic | Solar | 1325 E New Bern Rd. | Kinston | NC | 28501 | T4136B12 | SOUTH KINSTON 24KV | DOVER 230KV | 35.2324 | -77.551 | 2014-12-19
DEP | Distribution | CHKLIST-7275 | 205 | RR-0124 | 224-186-4764 | 752-931-3640 | FLS Owner II, LLC | FLS Owner II, LLC - Solar | Energized | 17AM40 | 77 | 1 | No | No | Yes | No | FLS Energy, Inc. |  |  | 828-350-3993 | Sean Barnett | Photovoltaic | Solar | 185 Freedlander Drive | Clyde | NC | 28721 | T0651B01 | JONES COVE 24KV | LAKE JUNALUSKA 115KV | 35.5254 | -82.9281 | 2012-09-19
DEP | Distribution | CHKLIST-7276 | 206 | RR-0125 | 201-142-1696 | 584-880-6666 | Albert C. Adcock d/b/a Albert C. Adcock, Sole Proprietor | Albert C. Adcock d/b/a Albert C. Adcock, Sole Proprietor - Solar | Energized | R159AC | 25 | 1 | No | No | Yes | No | Sandhills Energy | Ken | Bonville | 919-774-9582 | Sean Barnett | Photovoltaic | Solar | 209 Market Street | Sanford | NC | 27330 | T2440B03 | CHATHAM STREET 23KV | SANFORD HORNER BLVD. 230KV | 35.4806 | -79.1736 | 2011-11-30
DEP | Distribution | CHKLIST-7277 | 207 | RR-0126 | 684-910-8078 | 211-114-4891 | Argand Rooftop 1, LLC | Argand Rooftop 1, LLC - Solar | Energized | 17HT08 | 398 | 1 | No | No | Yes | No | Argand Energy Solutions |  |  | 704-936-5021 | Sean Barnett | Photovoltaic | Solar | 1947 N Fayetteville St. #D | Asheboro | NC | 27203 | T0965B04 | BURLINGTON 23KV | ASHEBORO NORTH 115KV | 35.7526 | -79.8069 | 2012-01-25
DEP | Distribution | CHKLIST-7279 | 210 | RR-0129 | 188-519-9255 | 761-142-1707 | Farrington Farm, LLC | Farrington Farm, LLC - Solar | Energized | 17KY88 | 1000 | 1 | No | No | Yes | No | Strata Solar, LLC |  |  | 919-960-6015 | Sean Barnett | Photovoltaic | Solar | 2835 Farrington Point Road | Chapel Hill | NC | 27517 | T1025B03 | JACK BENNETT 23KV | BYNUM 230KV | 35.8335 | -79.0271 | 2012-04-12
DEP | Distribution | CHKLIST-7280 | 211 | RR-0130 | 2468115940 | 801-920-5460 | City Of Raleigh | City Of Raleigh - Solar - 1st installation | Energized | 15PF44/5AJ99 | 39 | 1 | No | No | No | No |  |  |  | 919-235-7786 | Sean Barnett | Photovoltaic | Solar | 630 Beacon Lake Drive | Raleigh | NC | 27610 | T5000B44 | BELTLINE 23KV | MILBURNIE 230KV | 35.787 | -78.5714 | 2011-12-13
DEP | Distribution | CHKLIST-7282 | 213 | RR-0132 | 109-182-2856 | 404-176-5613 | Custom Packaging, Inc. | Custom Packaging, Inc. - Solar | Energized | 14J421 | 160 | 1 | No | No | Yes | No | Triad Electric/Inman Solar, LLC |  |  | 615-444-6025 | Sean Barnett | Photovoltaic | Solar | 20 Beale Road | Arden | NC | 28704 | T0781B03 | GLENN BRIDGE 23KV | SKYLAND 115KV | 35.4686 | -82.5286 | 2012-02-02
DEP | Distribution | CHKLIST-7283 | 215 | RR-0134 | 503-170-3894 | 288-901-5851 | Sandy Cross Solar, LLC | Sandy Cross Solar, LLC - Solar | Energized | 17LM93 | 1200 | 1 | No | No | Yes | No | O2 Energies |  |  | (419) 819-7439 | Sean Barnett | Photovoltaic | Solar | 2999 Lewis Rd. | Elm City | NC | 27803 | T6041B03 | TAYLORS X-RDS 23KV | SPRING HOPE 115KV | 35.8711 | -77.954 | 2012-05-29
DEP | Distribution | CHKLIST-7284 | 217 | RR-0136 | 114-958-2288 | 416-802-4034 | Railroad Farm, LLC | Railroad Farm, LLC - Solar | Energized | 17QB32 | 4975 | 1 | No | Yes | Yes | Yes | Strata Solar, LLC |  |  | 919-960-6015 | Sean Barnett | Photovoltaic | Solar | 737 N Railroad St. | Saint Pauls | NC | 28384 | T2520B02 | SAINT PAULS CITY 23KV | ST. PAULS 115KV | 34.818 | -78.9672 | 2012-09-28
DEP | Distribution | CHKLIST-7285 | 220 | RR-0139 | 839-848-3738 | 727-614-3703 | The Rock Solar Energy Plant, LLC | The Rock Solar Energy Plant, LLC - Solar | Energized | 17J919 | 340 | 1 | No | No | Yes | No |  |  |  | 336-460-0889 | Sean Barnett | Photovoltaic | Solar | 120 E Pritchard Street | Asheboro | NC | 27203 | T0965B01 | LIBERTY ROAD 23KV | ASHEBORO NORTH 115KV | 35.7163 | -79.8103 | 2012-04-30
DEP | Distribution | CHKLIST-7287 | 224 | RR-224 | 303-417-6663 | 830-094-7457 | Innovative Solar 6, LLC | Innovative Solar 6, LLC (Project 1) - Solar | Energized | XT29 | 800 | [5 empty] | Cypress Creek Renewables, LLC | Don | Nista | (310) 581-6299 | Sean Barnett | Photovoltaic | Solar | 2951 Leicester Hwy. | Leicester | NC | 28748 | T0665B11 | LEICESTER 24KV | LEICESTER 115KV | 35.6569 | -82.7099 | 2013-02-22
DEP | Distribution | CHKLIST-7288 | 225 | RR-225 | 801-449-6171 | 623-246-1712 | Innovative Solar 6, LLC | Innovative Solar 6, LLC (Project 2)- Solar | Energized | XT31 | 800 | [5 empty] | Cypress Creek Renewables, LLC | Don | Nista | (310) 581-6299 | Sean Barnett | Photovoltaic | Solar | 2951 Leicester Hwy. | Leicester | NC | 28748 | T0665B11 | LEICESTER 24KV | LEICESTER 115KV | 35.6562 | -82.7115 | 2013-02-22
DEP | Distribution | CHKLIST-7292 | 235 | RR-235 | 849-140-1454 | 460-693-3135 | PCIP Solar, LLC | PCIP Solar, LLC - Solar | Energized | 17EK34 | 1000 | 1 | No | No | Yes | No | East to West Solar, LLC |  |  | (646) 556-6613 | Sean Barnett | Photovoltaic | Solar | 5661 Durham Road | Timberlake | NC | 27574 | T5230B02 | DURHAM ROAD 23KV | ROXBORO SOUTH 230KV | 36.3147 | -78.9709 | 2011-09-30
DEP | Distribution | CHKLIST-7293 | 237 | RR-237 | 789-017-2393 | 623-353-1886 | Biltmore Estate Natural Resources, LLC | Biltmore Estate Natural Resources, LLC - Solar | Energized | 154342 | 1500 | 1 | No | No | No | No |  |  |  | 828-225-6332 | Sean Barnett | Photovoltaic | Solar | 1 Lodge Street | Asheville | NC | 28803 | T0340B11 | AMBOY 12KV | WEST ASHEVILLE 115KV | 35.5562 | -82.5824 | 2013-04-25
DEP | Distribution | CHKLIST-7294 | 238 |  | 659-733-9651 | 534-826-6064 | FLS Owner 80, LLC | FLS Owner 80, LLC - Solar | Energized | 17LM98 | 1500 | [5 empty] | FLS Energy, Inc. |  |  | 828-350-3993 | Sean Barnett | Photovoltaic | Solar | 4900 West Lake Road | Apex | NC | 27512 | T4866B01 | OPTIMIST FARM 23KV | FUQUAY BELLS LAKE 230KV | 35.6497 | -78.7562 | 2012-12-17
DEP | Distribution | CHKLIST-7296 | 240 | RR-0156 | 895-395-1475 | 288-927-9986 | M. B. Haynes Corporation | M. B. Haynes Corporation - Solar - 2nd installation | Energized | ZP04P | 21 | 1 | No | No | Yes | No | Solarnomics |  |  | 828-254-6141 | Sean Barnett | Photovoltaic | Solar | 175 Deaverview Rd. | Asheville | NC | 28806 | T0700B01 | MIDDLEMONT 24KV | MONTE VISTA 115KV | 35.5817 | -82.6141 | 2012-03-16
DEP | Distribution | CHKLIST-7834 | 505 | IC13-155 | 767-598-8211 | 279-572-8696 | McGoogan Farm, LLC - Strata Solar | McGoogan Farm, LLC - Strata Solar - Solar | Energized | (1AQX39 Recloser) \ (1AQX40 Meter) | 4950 | [5 empty] | Strata Solar, LLC |  |  | 000-000-0000 | Sean Barnett | Photovoltaic | Solar | 187 Golfview Drive | Lumber Bridge | NC | 28357 | T2475B02 | LUMBER BRIDGE 23KV | SHANNON 115KV | 35.7787 | 78.6397 | 2015-08-20
DEP | Distribution | CHKLIST-7837 | 465 | IC13-158 | 389-829-7977 | 834-121-0816 | Vicksburg Solar, LLC | Vicksburg Solar, LLC - Solar | Energized | 18QF44 (Recloser) / 18QF45 (Meter) | 5000 | [5 empty] | FLS Energy, Inc. |  |  | 919-960-6015 | Sean Barnett | Photovoltaic | Solar | 2131 vicksboro Road | Henderson | NC | 27537 | T4785B03 | HIGHWAY 1 NORTH 23KV | HENDERSON EAST 230KV | 36.3193 | -78.3424 | 2015-05-14
DEP | Distribution | CHKLIST-7838 | 463 | IC13-159 | 890-964-4018 | 895-531-7303 | Mt Olive Solar 1, LLC - FLS Energy | Mt Olive Solar 1, LLC - FLS Energy - Solar | Energized | (190A54 Recloser)/ (190A53 Meter) | 4999 | [5 empty] | FLS Energy, Inc. |  |  | 000-000-0000 | Sean Barnett | Photovoltaic | Solar | 545 Lees Country Club Rd | Mt Olive | NC | 28365 | T5888B03 | CALYPSO 23KV | MT. OLIVE WEST 115KV | 35.182 | -78.0952 | 2015-05-22
DEP | Distribution | CHKLIST-7839 | 537 | IC13-160 | 849-587-2080 | 654-729-8781 | Wadesboro Farm 2, LLC | Wadesboro Farm 2, LLC - Solar | Energized | 18XA28 (Recloser) / 18XA32 (Meter)/ | 4998 | [5 empty] | Strata Solar, LLC |  |  | 919-960-6015 | Sean Barnett | Photovoltaic | Solar | 3314 US Hwy. 52 North | Wadesboro | NC | 28170 | T1672B03 | ANSONVILLE 23KV | WADESBORO-BOWMAN SCHOOL 230KV | 35.0223 | -80.0886 | 2016-06-21
DEP | Distribution | CHKLIST-7840 | 538 | IC13-161 | 446-231-8678 | 041-407-2314 | Wadesboro Farm 3, LLC | Wadesboro Farm 3, LLC - Solar | Energized | 191F08 (Recloser) / 191F09 (Meter) | 4998 | [5 empty] | Strata Solar, LLC |  |  | 919-960-6015 | Sean Barnett | Photovoltaic | Solar | 638 Stanback Ferry Ice Plant Road | Wadesboro | NC | 28170 | T1670B02 | WADESBORO EAST 23KV | WADESBORO 230KV | 34.9705 | -80.0533 | 2016-04-15
DEP | Distribution | CHKLIST-7842 | 445 | IC13-163 | 404-195-8770 | 415-217-6493 | Chocowinity Solar, LLC | Chocowinity Solar, LLC - Solar | Energized | 18KN24 | 5000 | [5 empty] | O2 Energies |  |  | (419) 819-7439 | Sean Barnett | Photovoltaic | Solar | 139 Bragaw Lane | Chocowinity | NC | 27817 | T4130B04 | CHOCOWINITY 23KV | CHOCOWINITY 230KV | 35.5083 | -77.0916 | 2014-12-22
DEP | Distribution | CHKLIST-7844 | 446 | IC13-165 | 487-087-5947 | 067-589-4505 | Kinston Davis Farm, LLC | Kinston Davis Farm, LLC - Solar | Energized | 18KQ93 (Recloser)/18KQ92 (Meter) | 4998 | [5 empty] | Strata Solar, LLC |  |  | 919-960-6015 | Sean Barnett | Photovoltaic | Solar | 117 Highway 11 S. | Kinston | NC | 28504 | T4136B12 | SOUTH KINSTON 24KV | DOVER 230KV | 35.2224 | -77.6453 | 2015-02-27
DEP | Distribution | CHKLIST-7845 | 474 | IC13-166 | 584-791-1277 | 380-087-4962 | Foxfire Farm, LLC | Foxfire Farm, LLC - Solar | Energized | 18XX03 (Recloser) \ 18XX04 (Meter) | 5000 | [5 empty] | Strata Solar, LLC |  |  | 919-960-6015 | Sean Barnett | Photovoltaic | Solar | 373 Hoffman Road | West End | NC | 27376 | T1700B15 | WEST END 23KV | WEST END 230KV | 35.2202 | -79.5589 | 2015-07-27
DEP | Distribution | CHKLIST-7847 | 546 | IC13-168 | 761-869-6913 | 658-839-4988 | Mills Anson Farm, LLC | Mills Anson Farm, LLC - Solar | Energized | 1ARB13 (Recloser) / 1ARB14 (Meter) | 5000 | [5 empty] | Strata Solar, LLC |  |  | (919) 960-7700 | Sean Barnett | Photovoltaic | Solar | 723 Clark Mountain Rd | Lilesville | NC | 28091 | T1670B01 | LILESVILLE 23KV | WADESBORO 230KV | 34.9716 | -79.9403 | 2016-05-12
DEP | Distribution | CHKLIST-7848 | 462 | IC13-169 | 398-014-7692 | 836-639-4172 | Lang Solar Farm, LLC | Lang Solar Farm, LLC - Solar | Energized | 18XA08(recloser) / 18XA09 (Meter) | 4998 | [5 empty] | FMR Ygnacio I, LLC | Brian | Daigle | (617) 563-3765 | Sean Barnett | Photovoltaic | Solar | 6241 US HWY 70 East | LaGrange | NC | 28551 | T5830B02 | WALNUT CREEK 12KV | LAGRANGE 115KV | 35.2601 | -77.712 | 2015-08-03
DEP | Distribution | CHKLIST-7850 | 460 | IC13-171 | 544-349-4090 | 865-001-1573 | BRE NC Solar 1, LLC | BRE NC Solar 1, LLC - Solar | Energized | 18MF46 (Recloser) / 18MF47 (Meter) | 5000 | [5 empty] | Heelstone Energy, LLC |  |  | (919) 475-1811 | Sean Barnett | Photovoltaic | Solar | 3116 Henry Wilson Road | Oxford | NC | 27365 | T5090B02 | STOVALL 23KV | OXFORD NORTH 230KV | 36.396 | -78.6092 | 2015-11-18
DEP | Distribution | CHKLIST-7851 | 514 | IC13-172 | 528-411-7040 | 679-862-8415 | Sonne One, LLC | Sonne One, LLC - Solar | Energized | 1ANH30 (Recloser) / 1ANH31 (Meter) | 5000 | [5 empty] | Cypress Creek Renewables, LLC | Don | Nista | (310) 581-6299 | Sean Barnett | Photovoltaic | Solar | 3791 North US 13 Hwy | Goldsboro | NC | 27534 | T5754B01 | U.S. 13 NORTH 24KV | GOLDSBORO LANGSTON 115KV | 35.4357 | -77.8645 | 2015-12-21
DEP | Distribution | CHKLIST-7852 | 515 | IC13-173 | 826-377-3569 | 376-457-2057 | Kirkwall Holdings, LLC | Kirkwall Holdings, LLC - Solar | Energized | 1AQT34 (Recloser) / 1AQT33 (Meter) | 5000 | [5 empty] | Cypress Creek Renewables, LLC | Don | Nista | (636) 474-9067 | Sean Barnett | Photovoltaic | Solar | 2683 W. NC 24 Hwy. | Warsaw | NC | 28398 | T6070B03 | WARSAW 23KV | WARSAW 230KV | 34.9932 | -78.138 | 2015-12-11
DEP | Distribution | CHKLIST-7856 | 415 | IC14-003 | 087-892-6047 | 234-678-2937 | Adventure Solar, LLC | Adventure Solar, LLC - Solar | Energized | 51941 | 150 | 1 | No | No | Yes | No | Argand Energy Solutions |  |  | 412-302-2415 | Sean Barnett | Photovoltaic | Solar | 118 Kitty Hawk Drive | Morrisville | NC | 27560 | T5119B13 | GLOBE ROAD 24KV | RALEIGH BRIER CREEK 230KV | 35.8839 | -78.8039 | 2014-05-17
DEP | Distribution | CHKLIST-7857 |  | IC14-004 |  |  | Innovative Solar 32, LLC | Innovative Solar 32, LLC - Solar - 1st installation - Cancelled | Cancelled |  | 2572 | [8 empty] | 000-000-0000 | Sean Barnett | Photovoltaic | Solar | 294 Nineth Street | Lilesville | NC | 28091 | T1670B01 | LILESVILLE 23KV | WADESBORO 230KV
DEP | Distribution | CHKLIST-7858 |  | IC14-005 | 566-568-0017 | 548-660-2690 | Innovative Solar 35, LLC | Innovative Solar 35, LLC - Solar - 1st installation - Cancelled | Cancelled |  | 2572 | [5 empty] | Innovative Solar Systems, LLC | John | Green | (212) 798-3408 | William Winslow | Photovoltaic | Solar | 161 L.G. Westbrook Lane | Albertson | NC | 28508 | N/A | N/A | N/A | 35.0518 | -77.855
DEP | Distribution | CHKLIST-7314 | 282 | IC12-003 | 824-530-0770 | 573-736-1047 | 2315 Atlantic Avenue Solar Facility, LLC | 2315 Atlantic Avenue Solar Facility, LLC - Solar | Energized | 17T629 | 400 | 1 | No | No | Yes | No | Inman Solar Inc - Eddy Road 1 |  |  | 415-874-5343 | Sean Barnett | Photovoltaic | Solar | 2315 Atlantic Avenue | Raleigh | NC | 27604 | T5131B09 | ATLANTIC AVENUE 12KV | RALEIGH NORTHSIDE 115KV | 35.8106 | -78.6203 | 2012-11-14
DEP | Distribution | CHKLIST-7316 | 216 | IC12-005 |  |  | Piggly Wiggly / GWSJ | Piggly Wiggly / GWSJ - Solar - Cancelled | Cancelled |  | 300 | [8 empty] | 910-389-9328 | Sean Barnett | Photovoltaic | Solar | 103 South Dudley Street | Burgaw | NC | 28425 | T6160B01 | BURGAW 23KV | BURGAW 115KV
DEP | Distribution | CHKLIST-7317 | 260 | IC12-0006 | 617-122-3681 | 226-792-1258 | North Carolina Solar II, LLC | North Carolina Solar II, LLC - Solar | Energized | 17RE11 | 2000 | 1 | No | No | Yes | No | BIRDSEYE REALTY - 1942177199 |  |  | 415-874-5343 | Sean Barnett | Photovoltaic | Solar | Tartan Rd. | Laurinburg | NC | 28352 | T2200B22 | COLLEGE 23KV | LAURINBURG 230KV | 34.6978 | -79.5185 | 2013-01-25
DEP | Distribution | CHKLIST-7318 | 243 | IC12-0007 | 165-676-7660 | 039-187-3320 | Fuquay Farm, LLC | Fuquay Farm, LLC - Solar | Energized | 17NH40/17NH43 | 5000 | 1 | No | Yes | Yes | Yes | Strata Solar, LLC |  |  | 919-960-6015 | Sean Barnett | Photovoltaic | Solar | 2536 Three Sons Ct | Willow Springs | NC | 27592 | T4710B04 | HOLLAND ROAD 23KV | FUQUAY 230KV | 35.5621 | -78.7128 | 2013-02-27
DEP | Distribution | CHKLIST-7319 |  | IC12-008 |  |  | Scotland Farm | Scotland Farm - Solar | Cancelled |  | 5000 | [8 empty] | 000-000-0000 | Sean Barnett | Photovoltaic | Solar | W. Railroad Street | Laurinburg | NC | 28352 | T2190B01 | TURNPIKE ROAD 23KV | LAURINBURG CITY 230KV | 34.7812 | -79.4733
DEP | Distribution | CHKLIST-7320 | 242 | IC12-009 | 847-329-4018 | 681-075-4496 | Argand Rooftop 3, LLC | Argand Rooftop 3, LLC - Solar | Energized | CAQ00 | 190 | 1 | No | No | Yes | No | Argand Energy Solutions |  |  | 704-936-5022 | Sean Barnett | Photovoltaic | Solar | 181 High House Road | Cary | NC | 27513 | T4600B02 | WEST CHATHAM STREET 23KV | CARY 230KV | 35.7816 | -78.7986 | 2012-04-25
DEP | Distribution | CHKLIST-7859 |  | IC14-006 |  |  | Innovative Solar 44, LLC | Innovative Solar 44, LLC - Solar - cancelled | Cancelled |  | 6000 | [5 empty] | Innovative Solar Systems, LLC | John | Green | (828) 350-3993 | Sean Barnett | Photovoltaic | Solar | 127 Junkyard Lane | Shannon | NC | 28386 | T2475B02 | LUMBER BRIDGE 23KV | SHANNON 115KV | 34.8587 | -79.1073
DEP | Distribution | CHKLIST-7860 | 592 | IC14-007/CHKLIST 7860 | 175-639-7954 | 344-819-3676 | Pikeville Farm, LLC | Pikeville Farm, LLC - Solar | Under Construction | 1BWQ49 (recloser) / 1BWQ50 (meter) | 4998 | [5 empty] | Strata Solar, LLC |  |  | (919) 960-6015 x302 | Phillip Cathcart | Photovoltaic | Solar | 4514-U N U.S. 117 Hwy | Pikeville | NC | 27863 | T5740B02 | FREMONT AYCOCK 12KV | FREMONT 115KV | 35.4999 | -77.9816
DEP | Distribution | CHKLIST-7861 | 473 | IC14-008 | 410-139-7919 | 029-509-6192 | Spring Valley Farm, LLC | Spring Valley Farm, LLC - Solar - Cancelled | Cancelled |  | 5000 | [5 empty] | Strata Solar, LLC |  |  | (919) 960-6015 | Sean Barnett | Photovoltaic | Solar | 1064 Spring Valley Lake Road | Henderson | NC | 27537 | T4770B05 | WILLIAMSBORO 23KV | HENDERSON NORTH 115KV | 36.3609 | -78.3919
DEP | Distribution | CHKLIST-7862 |  | IC14-009 | 366-568-0017 | 548-660-2690 | Innovative Solar 32, LLC | Innovative Solar 32, LLC - Solar - 2nd installation - Withdrawn | Withdrawn |  | 1981 | [5 empty] | FLS Energy, Inc. |  |  | 000-000-0000 | Sean Barnett | Photovoltaic | Solar | 294 Nineth Street | Lilesville | NC | 28091 | T1670B01 | LILESVILLE 23KV | WADESBORO 230KV | 34.9761 | -79.991 | 2015-10-15
DEP | Distribution | CHKLIST-7863 | 531 | IC14-010 | 085-781-9197 | 445-546-4133 | Innovative Solar 35, LLC | Innovative Solar 35, LLC - Solar - 2nd installation | Under Construction | 1B3G74 (Recloser) / 1B3G73 (Meter) | 2572 | [5 empty] | CD Global Solar NC Investor, LP | Kathryn | Rasmussen | (212) 798-3408 | William Winslow | Photovoltaic | Solar | 161 L.G. Westbrook Lane | Albertson | NC | 28508 | T4225B02 | GUILFORD EAST 23KV | KORNEGAY 115KV | 35.0473 | -77.8489
DEP | Distribution | CHKLIST-7865 | 527 | IC14-012 | 378-742-5671 | 606-692-4892 | Innovative Solar 44, LLC | Innovative Solar 44, LLC - Solar | Energized | 1ART26 (Recloser) / 1ART27 (Meter) | 4999 | [5 empty] | FLS Energy, Inc. |  |  | (828) 350-3993 | Sean Barnett | Photovoltaic | Solar | 127 Junkyard Lane | Shannon | NC | 28386 | T2475B02 | LUMBERBRIDGE 23KV | SHANNON 115KV | 34.8583 | -79.1062 | 2015-12-01
DEP | Distribution | CHKLIST-7866 | 468 | IC14-013 | 769-235-0155 | 874-194-2935 | Innovative Solar 49 LLC | Innovative Solar 49 LLC - Solar - Withdrawn | Withdrawn |  | 1981 | [5 empty] | Innovative Solar |  |  | 000-000-0000 | Sean Barnett | Photovoltaic | Solar | 444 Marion Stage Road | Fairmont | NC | 28340 | T1980B04 | MCDONALDS 23KV | FAIRMONT 115KV | 34.5031 | -79.128
DEP | Distribution | CHKLIST-7867 | 528 | IC14-014 | 288-392-2003 | 656-874-5142 | Innovative Solar 48, LLC | Innovative Solar 48, LLC - Solar | Energized | G&W 1ATB62 / Meter 1ATB63 | 4999 | [5 empty] | FLS Energy, Inc. |  |  | 000-000-0000 | Stewart Grantham | Photovoltaic | Solar | 13582 US 74 Highway West | Maxton | NC | 28364 | T2215B02 | MIDWAY 23KV | MAXTON 115KV | 34.71 | -79.2984 | 2015-11-20
DEP | Distribution | CHKLIST-7869 | 573 | IC14-016 | 057-188-7504 | 235-483-7193 | Bunn Level Farm, LLC | Bunn Level Farm, LLC - Solar - 1st installation | Under Construction | 1B4L58(Int. G&W), 2CT29(SI G&W) | 5000 | 1 |  |  |  |  | Strata Solar, LLC |  |  | 000-000-0000 | Phillip Cathcart | Photovoltaic | Solar | 175 Industrial Drive | Bunnlevel | NC | 28323 | T5860B01 | BUNNLEVEL 23KV | LILLINGTON 115KV | 35.3092 | -78.7763
DEP | Distribution | CHKLIST-7872 | 475 | IC14-019 | 814-520-2385 | 083-425-5622 | North Nash Farm, LLC | North Nash Farm, LLC - Solar | Energized | 1B1B45 (Recloser) / 1B1B51 (Meter) | 4998 | [5 empty] | Strata Solar, LLC |  |  | 000-000-0000 | Sean Barnett | Photovoltaic | Solar | 8291 NC 58 North | Castalia | NC | 27816 | T6040B12 | MATTHEWS CROSSROADS 24KV | CASTALIA 230KV | 36.0703 | -78.0407 | 2015-12-02
DEP | Distribution | CHKLIST-7873 | 576 | IC14-020 | 484-902-0351 | 754-275-3483 | Tart Farm, LLC | Tart Farm, LLC - Solar | Energized | 1BLT42 (reclosure) / 1BLT43 (meter) | 4998 | 1 |  |  |  |  | Strata Solar, LLC |  |  | (919) 960-6015 | Phillip Cathcart | Photovoltaic | Solar | 9540 Dunn Road | Godwin | NC | 28344 | T5749B01 | GODWIN 23KV | GODWIN 115KV | 35.2044 | -78.6759 | 2016-04-14
DEP | Distribution | CHKLIST-7874 | 517 | IC14-021 | 567-754-0410 | 075-835-8923 | Cedar Solar, LLC | Cedar Solar, LLC - Solar | Energized | 1AQT86 (recloser/ 1AQT87 (meter) | 5000 | [5 empty] | Heelstone Energy, LLC |  |  | (919) 475-1811 | Sean Barnett | Photovoltaic | Solar | 1194 S. NC 41 111 Hwy. | Beulaville | NC | 28518 | T5490B02 | BEULAVILLE 23KV | BEULAVILLE 115KV | 34.9158 | -77.7757 | 2015-11-04
DEP | Distribution | CHKLIST-7875 | 526 | IC14-022 | 752-532-1571 | 004-508-4134 | Gainey Solar | Gainey Solar - Solar | Under Construction |  | 1999 | 1 |  |  |  |  | Cypress Creek Renewables, LLC | Don | Nista | (310) 581-6299 | Phillip Cathcart | Photovoltaic | Solar | 9546 US 701 BUS HWY | Clarkton | NC | 28434 | T6220B01 | CLARKTON CITY 24KV | CLARKTON 115KV | 34.4998 | -78.6521
DEP | Distribution | CHKLIST-7876 |  | IC14-023 |  |  | Harvest Beulaville, LLC | Harvest Beulaville, LLC - Solar - 1st installation - Cancelled | Cancelled |  | 4883 | [8 empty] | (919) 829-0037 | Phillip Cathcart | Photovoltaic | Solar | 165 Little Bubbles Lane | Beulaville | NC | 28518 | T5490B01 | BEULAVILLE 23KV | BEULAVILLE 115KV | 34.9015 | -77.7827
DEP | Distribution | CHKLIST-7877 |  | IC14-024 |  |  | Manway Solar, LLC | Manway Solar, LLC - Solar - Cannelled | Cancelled |  | 1998 | [5 empty] | Strata Solar, LLC |  |  | 000-000-0000 | Sean Barnett | Photovoltaic | Solar | 117 N. Carolina 210 | Garland | NC | 28441 | T5888B01 | SMITH CHAPEL 23KV | MT. OLIVE WEST 115KV
DEP | Distribution | CHKLIST-7880 | 518 | IC14-027 | 771-345-5082 | 545-559-3730 | TWE Kinston Solar Project, LLC | TWE Kinston Solar Project, LLC - Solar | Energized | 18XT45(meter) 18XT44(Recloser) | 5000 | [5 empty] | FLS Energy, Inc. |  |  | (828) 233-8117 | Sean Barnett | Photovoltaic | Solar | 5500 Hwy. 11 North | Kinston | NC | 28530 | T4170B02 | GRANGIER 23KV | GRIFTON 115KV | 35.3522 | -77.467 | 2015-08-24
DEP | Distribution | CHKLIST-7881 | 519 | IC14-028 | 194-981-0749 | 345-809-6090 | TWE Laurinburg Solar Project, LLC | TWE Laurinburg Solar Project, LLC - Solar | Energized | 1AQA62 (recloser) / 1AQA63 (meter) | 5000 | [5 empty] | FLS Energy, Inc. |  |  | (828) 233-8117 | Sean Barnett | Photovoltaic | Solar | 13401 Highland Road | Laurinburg | NC | 28352 | T2200B23 | AIR BASE 23KV | LAURINBURG 230KV | 34.7559 | -79.43 | 2015-08-26
DEP | Distribution | CHKLIST-7882 | 540 | IC14-029 | 598-249-7637 | 866-671-1950 | TWE New Bern Solar Project, LLC | TWE New Bern Solar Project, LLC - Solar | Under Construction | 190M42 (Recloser) / 190M43 (Meter) | 4500 | [5 empty] | FLS Energy, Inc. |  |  | 000-000-0000 | Sean Barnett | Photovoltaic | Solar | 1185 NC 55 Hwy. West | New Bern | NC | 28563 | T4255B03 | CLARKS 23KV | NEW BERN WEST 230KV | 35.1544 | -77.1337
DEP | Distribution | CHKLIST-7883 | 539 | IC14-030 | 574-013-1791 | 318-718-9901 | TWE Chocowinity Solar Project, LLC | TWE Chocowinity Solar Project, LLC - Solar | Energized | 18YG21 (Recloser) / 18YG38 (Meter) | 4500 | [5 empty] | FLS Energy, Inc. |  |  | (828) 350-3993 | Sean Barnett | Photovoltaic | Solar | 154 Avery Way | Chocowinity | NC | 27817 | T4130B03 | TAR RIVER 23KV | CHOCOWINITY 230KV | 35.5127 | -77.1005 | 2015-11-24
DEP | Distribution | CHKLIST-7322 | 244 | IC12-011 |  | 575-482-9215 | Echoview Fiber Mill | Echoview Fiber Mill - Solar | Energized | 17J266 | 42 | [5 empty] | Empower Energy Technology |  |  | 000-000-0000 | Sean Barnett | Photovoltaic | Solar | 76 Jupiter Rd. | Weaverville | NC | 28787 | T0362B02 | JUPITER 12KV | BARNARDSVILLE 115KV | 35.7595 | -82.5499 | 2012-03-21
DEP | Distribution | CHKLIST-7323 |  | IC12-012 |  |  | ESA - Time Warner Solar, LLC | ESA - Time Warner Solar, LLC - Solar - Cancelled | Cancelled |  | 125 | [8 empty] | 000-000-0000 | Sean Barnett | Photovoltaic | Solar | 3801 Rock Quarry Road | Raleigh | NC | 27610 | T5168B01 | LITTLE JOHN 23KV | RALEIGH WORTHDALE 230KV | 35.7456 | -78.584
DEP | Distribution | CHKLIST-7325 | 247 | IC12-0014 | 410-951-7997 | 870-778-6300 | Granville Solar, LLC | Granville Solar, LLC - Solar | Energized | 17MM27 | 2750 | 1 | No | Yes | Yes | Yes |  |  |  | 205-257-7497 | Sean Barnett | Photovoltaic | Solar | 7169 Hwy 15 | Oxford | NC | 27565 | T5090B02 | STOVALL 23KV | OXFORD NORTH 230KV | 36.4084 | -78.5925 | 2012-10-28
DEP | Distribution | CHKLIST-7333 | 286 | IC12-0022 | 734-518-2153 | 551-726-0476 | Moncure Farm, LLC | Moncure Farm, LLC - Solar | Energized | 17Q326 (Recloser)/17Q327 (Meter) | 4975 | 1 | No | Yes | Yes | Yes |  |  |  | 919-960-6015 | Sean Barnett | Photovoltaic | Solar | 3812 Corinth Road | Moncure | NC | 27559 | T2225B01 | MONCURE 23KV | MONCURE 115KV | 35.5658 | -79.0354 | 2014-04-11
DEP | Distribution | CHKLIST-7334 | 295 | IC12-0023 | 543-437-3840 | 075-004-0164 | Rock Farm, LLC | Rock Farm, LLC - Solar | Energized | 180M32 (Recloser)/180M33 (Meter) | 4975 | 1 | No | Yes | Yes | Yes |  |  |  | 919-960-6015 | Sean Barnett | Photovoltaic | Solar | 1645 N NC# 177 | Marston | NC | 28363 | T1190B01 | HOFFMAN 24KV | HAMLET 230KV | 34.9663 | -79.6072 | 2013-05-15
DEP | Distribution | CHKLIST-7335 |  | IC12-024 |  |  | Siler Farm, LLC | Siler Farm, LLC - Solar - Cancelled | Cancelled |  | 5000 | [8 empty] | 919-960-6015 | Sean Barnett | Photovoltaic | Solar | Rives Chapel Road & Carolina Hill Road | Siler City | NC | 27344 | T1530B02 | SILER CITY SOUTH 23KV | SILER CITY 115KV | 35.6998 | -79.376
DEP | Distribution | CHKLIST-7336 | 251 | IC12-0025 | 882-812-8861 | 843-145-1635 | Quarters, LLC | Quarters, LLC - Solar | Energized | 17MN86 | 383 | 1 | No | No | Yes | No |  |  |  | 910-763-3496 | Sean Barnett | Photovoltaic | Solar | 3527 Hwy 421 N | Wilmington | NC | 28401 | T6310B20 | FLEMINGTON 23KV | EAGLE ISLAND 115KV | 34.2925 | -77.9714 | 2012-09-14
DEP | Distribution | CHKLIST-7337 | 252 | IC12-0026 | 067-870-1889 | 663-517-5422 | Franklin Solar, LLC | Franklin Solar, LLC - Solar | Energized | 182T61 | 2000 | 1 | No | No | Yes | No | ARGAND ENERGY SOLUTIONS LLC - 1384905401 |  |  | 303-544-1900 | Sean Barnett | Photovoltaic | Solar | 151 Firetower Rd. | Louisburg | NC | 27549 | T5302B02 | CENTERVILLE 23KV | STALLINGS CROSSROADS 115KV | 36.0972 | -78.167 | 2013-09-19
DEP | Distribution | CHKLIST-7338 | 255 | IC12-0027 | 271-191-0113 | 543-274-6377 | Dunn Solar, LLC | Dunn Solar, LLC - Solar | Energized | TAC74/17NH08 | 1999 | 1 | No | No | Yes | No | FLS Energy, Inc. |  |  | 828-350-3993 | Sean Barnett | Photovoltaic | Solar | 123 Webb Road | Dunn | NC | 28334 | T5480B04 | BLACKMANS CROSSROADS 23KV | BENSON 230KV | 35.3492 | -78.5531 | 2012-12-04
DEP | Distribution | CHKLIST-7339 | 265 | IC12-0028 | 721-912-2590 | 009-933-4658 | Wallace Solar, LLC | Wallace Solar, LLC - Solar | Energized | 180C67 (Sensor)/17P176 (Pole) | 1990 | 1 | No | No | Yes | No |  |  |  | (801) 679-3507 | Sean Barnett | Photovoltaic | Solar | 3831 S. NC 11 HWY. | Wallace | NC | 28466 | T4410B11 | TEACHEY 23KV | WALLACE 115KV | 34.7572 | -77.9742 | 2013-12-11
DEP | Distribution | CHKLIST-7340 | 256 | IC12-0029 | 571-840-2547 | 518-438-6190 | Rose Hill Solar, LLC | Rose Hill Solar, LLC - Solar | Energized | FP01AR | 1900 | 1 | No | No | Yes | No | Community Energy Inc. |  |  | 828-350-3993 | Sean Barnett | Photovoltaic | Solar | 1306 W Charity Rd. | Rose Hill | NC | 28458 | T4285B02 | CHARITY 23KV | ROSE HILL 230KV | 34.8239 | -77.9704 | 2012-12-11
DEP | Distribution | CHKLIST-7341 |  | IC12-030 | 581-205-8823 | 121-270-2888 | Seagrove Foods Inc. | Seagrove Foods Inc. - Solar | Pending Final Interconnection Agreement |  | 500 | [8 empty] | 000-000-0000 | Sean Barnett | Photovoltaic | Solar | 798 NC HWY. 705 | Seagrove | NC | 27341 | T1520B02 | POTTERS WAY 12KV | SEAGROVE 115KV
DEP | Distribution | CHKLIST-7342 | 264 | IC12-0031 | 761-468-7973 | 354-893-4144 | Progress Solar I, LLC | Progress Solar I, LLC - Solar | Energized | 17QB09 | 4000 | 1 | No | Yes | Yes | Yes | O2 Energies |  |  | (419) 819-7439 | Sean Barnett | Photovoltaic | Solar | 5814 NC Hwy 39 | Bunn | NC | 27508 | T6045B12 | FRAZIER ROAD 24KV | SAMARIA 115KV | 35.9477 | -78.2474 | 2012-10-12
DEP | Distribution | CHKLIST-7343 |  | IC12-032 |  |  | Briar Chapel Farm | Briar Chapel Farm - Solar - Cancelled | Cancelled |  | 3000 | [8 empty] | 919-960-6015 | Sean Barnett | Photovoltaic | Solar | Taylor Rd & Catullo Run | Baldwin | NC | 27516 | T1025B02 | BYNUM 23KV | BYNUM 230KV
DEP | Distribution | CHKLIST-7344 | 270 | IC12-0033 | 128-143-7572 | 513-721-6486 | Warrenton Farm, LLC | Warrenton Farm, LLC - Solar | Energized | 17PH66/17PH65 | 4975 | 1 | No | Yes | Yes | Yes | Strata Solar, LLC |  |  | 919-960-6015 | Sean Barnett | Photovoltaic | Solar | US Highway 158 Byp | Warrenton | NC | 27589 | T5360B01 | HIGHWAY 401 NORTH 23KV | WARRENTON 115KV | 36.4159 | -78.172 | 2012-12-12
DEP | Distribution | CHKLIST-7884 | 483 | IC14-031 | 376-542-4514 | 229-006-5867 | Langdon Solar Farm, LLC | Langdon Solar Farm, LLC - Solar - 2nd installation | Energized |  | 5000 | [5 empty] | Strata Solar, LLC |  |  | 000-000-0000 | Stewart Grantham | Photovoltaic | Solar | 879 Boyette Rd. | Four Oaks | NC | 27524 | T5732B02 | HANNAH'S CREEK 24KV | FOUR OAKS 230KV | 35.4445 | -78.4143 | 2015-12-14
DEP | Distribution | CHKLIST-7885 | 491 | IC14-032 | 5921025663 |  | Soluga Farms III | Soluga Farms III, LLC - Solar | Energized | 1AWG43 (Recloser) / 1AWG44 (Meter) | 5000 | [5 empty] | Strata Solar, LLC |  |  | (919) 960-7700 | Sean Barnett | Photovoltaic | Solar | 10082 Dunn Rd | Dunn | NC | 28334 | T5749B01 | GODWIN 23KV | GODWIN 115KV | 35.2201 | -78.6742 | 2015-09-30
DEP | Distribution | CHKLIST-7888 |  | IC14-035 |  |  | Sampson Renewable Energy, LLC | Sampson Renewable Energy, LLC - Solar - Withdrawn | Withdrawn |  | 5000 | [5 empty] | Baker Renewable Energy | Kelli | Clark | 000-000-0000 | Stewart Grantham | Photovoltaic | Solar | 7434 Roseboro Hwy | Roseboro | NC | 28382 | T5600B01 | ROSEBORO 23KV | ROSEBORO 115KV | 34.9654 | -78.4483
DEP | Distribution | CHKLIST-7895 | 512 | IC14-042 | 682-780-3583 | 422-270-9570 | Aspen Solar, LLC | Aspen Solar, LLC - Solar | Energized | 1APB43 (Recloser)/ 1APB43 (Meter) | 5000 | [5 empty] | Heelstone Energy, LLC |  |  | (919) 475-1811 | Sean Barnett | Photovoltaic | Solar | 4436 US 117 South | Rose Hill | NC | 28458 | T4285B02 | CHARITY 23KV | ROSE HILL 230KV | 34.797 | -78.0118 | 2015-11-04
DEP | Distribution | CHKLIST-7898 | 529 | IC14-045 | 159-906-1189 | 579-109-6141 | Innovative Solar 55, LLC | Innovative Solar 55, LLC - Solar | Under Construction | 1BMQ43 (Recloser) / 1BMQ45 (Meter) | 4995 | [5 empty] | FLS Energy, Inc. |  |  | 000-000-0000 | William Winslow | Photovoltaic | Solar | 401 Saint Anna Road | Pembroke | NC | 28372 | T2247B02 | PEMBROKE COLLEGE 23KV | PEMBROKE 115KV | 34.695 | -79.2142
DEP | Distribution | CHKLIST-7899 | 532 | IC14-046 | 169-901-3692 | 641-619-7629 | Innovative Solar 51, LLC | Innovative Solar 51, LLC - Solar - Withdrawn | Withdrawn |  | 1981 | [5 empty] | FLS Energy, Inc. |  |  | (828) 215-9064 | Stewart Grantham | Photovoltaic | Solar | 3600 Spike Rail Drive | Fayetteville | NC | 28312 | T2580B01 | CEDAR CREEK 23KV | VANDER 115KV | 35.0276 | -78.7906 | 2015-12-01
DEP | Distribution | CHKLIST-7900 | 510 | IC14-047 | 434-265-3872 | 479-501-5421 | Fresh Air Energy XXXI, LLC (Little River) | Fresh Air Energy XXXI, LLC (Little River) | Connected |  | 5000 | [5 empty] | Ecoplexus, INC |  |  | 000-000-0000 | Stewart Grantham | Photovoltaic | Solar | 1128 Little River Road | Asheboro | NC | 27205 | T1520B01 | SEAGROVE 12KV | SEAGROVE 115KV | 35.539 | 77.612 | 2015-12-18
DEP | Distribution | CHKLIST-7901 | 521 | IC14-048 |  |  | Royal Solar, LLC | Royal Solar, LLC - Solar | Energized | 1ARC70 (Recloser) / 1ARC71 (Meter) | 5000 | [5 empty] | FLS Energy, Inc. |  |  | (828) 350-3993 | Stewart Grantham | Photovoltaic | Solar | 7260 Brunett Rd | Godwin | NC | 28344 | T5749B01 | GODWIN 23KV | GODWIN 115KV | 35.7596 | -79.0193 | 2015-08-26
DEP | Distribution | CHKLIST-7902 | 433 | IC14-049 | 260-071-2257 | 426-716-5795 | ESA Four Oaks NC I, LLC | ESA Four Oaks NC I, LLC - Solar | Energized | 1APQ54 | 5000 | [5 empty] | Conergy, Inc |  |  | (888) 396-6611 | Stewart Grantham | Photovoltaic | Solar | 1141 Keen Road | Four Oaks | NC | 27524 | T5732B03 | KEEN ROAD 23KV | FOUR OAKS 230KV | 35.437 | -78.4129 | 2015-07-03
DEP | Distribution | CHKLIST-7905 | 458 | IC14-052 | 7225089577 | 2801454774 | Innovative Solar 60, LLC | Innovative Solar 60, LLC - Solar | Under Construction |  | 1981 | [5 empty] | CD Global Solar NC Holdings, LLC |  |  | (212) 798-3408 | William Winslow | Photovoltaic | Solar | 4036 Taylors Gin Road | Castalia | NC | 27816 | T6040B13 | GODWIN 23KV | GODWIN 115KV | 36.0904 | -77.9934
DEP | Distribution | CHKLIST-7906 | 428 | IC14-053 | 238-461-1196 | 224-492-7576 | David Long and Associates | David Long and Associates - Solar | Energized | 152X04 | 58 | [5 empty] | Cape Fear Solar Systems, LLC |  |  | (910) 392-9323 | Sean Barnett | Photovoltaic | Solar | 312 Crowotan Road | Castle Hayne | NC | 28429 | T6205B11 | WRIGHTSBORO 23KV | CASTLE HAYNE 230KV | 34.3217 | -77.9086 | 2014-06-25
DEP | Distribution | CHKLIST-7907 |  | IC14-054 |  |  | St Andrews Solar Farm, LLC | St Andrews Solar Farm, LLC - Solar - Withdrawn | Withdrawn |  | 5000 | [8 empty] | 000-000-0000 | Sean Barnett | Photovoltaic | Solar | 1656 St. Andrews Church Road | Henderson | NC | 27537 | T4770B05 | WILLIAMSBORO 23KV | HENDERSON NORTH 115KV | 36.3551 | -78.447
DEP | Distribution | CHKLIST-7908 | 536 | IC14-055 | 2638389748 | 2366850804 | CB Bladen Solar, LLC | CB Bladen Solar, LLC - Solar | Energized | 1ANR04 (Recloser) / 1ANR11 (Meter) | 4800 | [5 empty] | Cypress Creek Renewables, LLC | Don | Nista | (310) 581-6299 | Sean Barnett | Photovoltaic | Solar | 3187 US Hwy. 701 South | Elizabethtown | NC | 28337 | T6330B01 | ELIZABETHTOWN 23KV | ELIZABETHTOWN 115KV | 34.5871 | -78.6227 | 2016-03-31
DEP | Distribution | CHKLIST-7345 | 259 | IC12-0034 | 344-357-6420 | 554-950-5013 | Argand Rooftop 4, LLC | Argand Rooftop 4, LLC - Solar | Energized | 17NN96 | 383 | 1 | No | No | Yes | No | Argand Energy Solutions |  |  | 704-936-5023 | Sean Barnett | Photovoltaic | Solar | 149 Campus Drive | Warrenton | NC | 27589 | T5360B03 | NORLINA 23KV | WARRENTON 115KV | 36.4326 | -78.1677 | 2012-07-30
DEP | Distribution | CHKLIST-7348 | 267 | IC12-037 | 427-635-8829 | 756-037-3511 | Innovative Solar 6, LLC | Innovative Solar 6, LLC - Solar | Energized | XT25 | 1990 | [5 empty] | Cypress Creek Renewables, LLC | Don | Nista | (310) 581-6299 | Sean Barnett | Photovoltaic | Solar | 2951 Leicester Hwy. | Leicester | NC | 28748 | T0665B11 | LEICESTER 24KV | LEICESTER 115KV | 35.6569 | -82.7099 | 2015-12-08
DEP | Distribution | CHKLIST-7352 | 271 | IC12-0041 | 886-376-7102 | 391-781-1725 | Warsaw Solar, LLC | Warsaw Solar, LLC - Solar | Energized | 183C24 (Sensor)/17PK77 (Pole) | 1990 | 1 | No | No | Yes | No |  |  |  | (801) 679-3507 | Sean Barnett | Photovoltaic | Solar | 110 Bruce Costin Road | Warsaw | NC | 28398 | T6070B04 | HWY 117 N 23KV | WARSAW 230KV | 35.0154 | -78.1003 | 2013-12-09
DEP | Distribution | CHKLIST-7354 | 279 | IC12-043 |  |  | Bunn Level Farm, LLC | Bunn Level Farm, LLC - Solar - 2nd installation - Withdrawn | Withdrawn |  | 5000 | [8 empty] | 000-000-0000 | Phillip Cathcart | Photovoltaic | Solar | 175 Industrial Drive | Bunnlevel | NC | 28323 | T5860B01 | BUNNLEVEL 23 KV | LILLINGTON 115KV
DEP | Distribution | CHKLIST-7355 | 274 | IC12-0045 | 478-816-6629 | 662-942-0560 | Progress Solar II, LLC | Progress Solar II, LLC - Solar | Energized | 17QN38/17QN37 | 3500 | 1 | No | Yes | Yes | Yes | O2 Energies |  |  | (419) 819-7439 | Sean Barnett | Photovoltaic | Solar | 5719 Old Stage Rd. | Fairmont | NC | 28340 | T1980B01 | FAIRMONT CENTRAL 23KV | FAIRMONT 115KV | 34.4779 | -79.0979 | 2012-11-13
DEP | Distribution | CHKLIST-7356 | 275 | IC12-0046 | 893-610-5843 | 165-695-8954 | Progress Solar III, LLC | Progress Solar III, LLC - Solar | Energized | 17QN72 | 3600 | 1 | No | Yes | Yes | Yes | O2 Energies |  |  | (419) 819-7439 | Sean Barnett | Photovoltaic | Solar | 14803 NC Highway 130 W | Maxton | NC | 28364 | T2215B02 | MIDWAY 23KV | MAXTON 115KV | 34.7146 | -79.3507 | 2012-11-09
DEP | Distribution | CHKLIST-7357 | 263 | IC12-047 | 6208215720 | 8841027546 | Baker Roofing Co | Baker Roofing Co - Solar - 1st Installation | Energized | RBD23 | 32 | 1 | No | No | Yes | No | Self Installed - NC |  |  | (919) 334-6961 | Sean Barnett | Photovoltaic | Solar | 1515 Lake Wheeler Rd. | Raleigh | NC | 27611 | T4595B05 | PROSPECT AVENUE 23KV | CARALEIGH 230KV | 35.7635 | -78.657 | 2012-06-27
DEP | Distribution | CHKLIST-7358 | 417 | IC12-0048 | 743-629-4982 | 852-982-7860 | Vickers Farm, LLC | Vickers Farm, LLC - Solar | Energized | 18EC94 | 2000 | 1 | No | No | Yes | Yes |  |  |  | 919-960-6015 | Sean Barnett | Photovoltaic | Solar | 151 Vickers Farm Road | Chapel Hill | NC | 27517 | T1025B01 | CHAPEL HILL 23KV | BYNUM 230KV | 35.8225 | -79.0818 | 2014-08-01
DEP | Distribution | CHKLIST-7360 | 272 | IC12-0050 | 479-947-0580 | 286-609-1230 | Chadbourn Farm, LLC | Chadbourn Farm, LLC - Solar | Energized | 17RK79/17RK78 | 5000 | 1 | No | Yes | Yes | Yes | Strata Solar, LLC |  |  | 919-960-6015 | Sean Barnett | Photovoltaic | Solar | 655 Midway Drive | Whiteville | NC | 28472 | T6675B11 | SOUTHEAST PARK 24KV | WHITEVILLE SOUTHEAST REGIONAL PARK 115KV | 34.3243 | -78.7657 | 2012-12-05
DEP | Distribution | CHKLIST-7361 | 273 | IC12-0051 | 474-241-1434 | 883-807-1572 | Hessler, LLC (Project 2) | Hessler, LLC (Project 2) - Solar | Energized | 14D705 | 125 | 1 | No | No | Yes | No | Baker Renewable Energy | Kelli | Clark | 252-492-5067 | Sean Barnett | Photovoltaic | Solar | 1020 Commerce Drive | Henderson | NC | 27537 | T4785B02 | BEARPOND 23KV | HENDERSON EAST 230KV | 36.276 | -78.3948 | 2012-09-17
DEP | Distribution | CHKLIST-7364 | 269 | IC12-0054 | 670-894-0637 | 532-586-9724 | ESA NC Solar, LLC | ESA NC Solar, LLC - Solar | Energized | 17P305/EK70CC | 424 | 1 | No | Yes | Yes | Yes |  |  |  | 415-874-5343 | Sean Barnett | Photovoltaic | Solar | 4600 Hendersonville Road | Fletcher | NC | 28732 | T0350B01 | HOWARD GAP 23KV | BALDWIN 115KV | 35.4183 | -82.5023 | 2012-11-29
DEP | Distribution | CHKLIST-7365 | 314 | IC12-0055 | 216-627-9600 | 027-449-0150 | Roxboro Farm, LLC | Roxboro Farm, LLC - Solar | Energized | 17TT40 (Recloser)/17TT41 (Meter) | 4975 | 1 | No | Yes | Yes | Yes | Strata Solar, LLC |  |  | 919-960-6015 | Sean Barnett | Photovoltaic | Solar | 7533 Boston Road | Roxboro | NC | 27574 | T5235B02 | NORTH PARK 23 KV | ROXBORO BOWMANTOWN ROAD 230KV | 36.4781 | -78.9178 | 2014-02-28
DEP | Distribution | CHKLIST-7367 | 311 | IC12-0057 | 378-664-9925 | 684-115-9830 | Mile Farm, LLC | Mile Farm, LLC - Solar | Energized | 18CP17 (Recloser)/18CP18 (Meter) | 5000 | 1 | No | Yes | Yes | Yes | Strata Solar, LLC |  |  | 919-960-6015 | Sean Barnett | Photovoltaic | Solar | 1528 Bacon Road | Rougemont | NC | 27572 | T4555B01 | ROUGEMONT 23KV | BAHAMA 230KV | 36.2282 | -78.9504 | 2014-06-03
DEP | Distribution | CHKLIST-7909 | 549 | IC14-056 | 476-441-7509 | 558-110-4436 | Manway Solar, LLC | Manway Solar LLC - Solar | Energized | 1AXP51 (Recloser) / 1AXP52 (meter) | 4998 | [5 empty] | Strata Solar, LLC |  |  | 000-000-0000 | Sean Barnett | Photovoltaic | Solar | 117 N. Carolina 210 | Garland | NC | 28441 | T6360B02 | GARLAND 23KV | GARLAND 230KV | 34.7467 | -78.4233 | 2015-12-02
DEP | Distribution | CHKLIST-7910 | 545 | IC14-057 | 778-135-2260 | 488-434-6240 | Atkinson Farm, LLC | Atkinson Farm, LLC - Solar | Energized |  | 4998 | [5 empty] | Strata Solar, LLC |  |  | (919) 960-6015 | Sean Barnett | Photovoltaic | Solar | 679 Jackson Store Road | Beulaville | NC | 28518 | T5490B01 | BEULAVILLE 23KV | BEULAVILLE 115KV | 34.8934 | -77.7966 | 2015-12-23
DEP | Distribution | CHKLIST-7911 |  | IC14-058 |  |  | ESA Henderson NC, LLC | ESA Henderson NC, LLC - Solar - Cancelled | Cancelled |  | 10000 | [8 empty] | (407) 474-4433 | Sean Barnett | Photovoltaic | Solar | 611 Bearpond Road | Henderson | NC | 27535 | T4785B02 | BEARPOND 23KV | HENDERSON EAST 230KV | 36.2801 | -78.3982
DEP | Distribution | CHKLIST-7912 | 629 | IC14-059 | 864-202-7802 | 265-185-9163 | Harvest Beulaville, LLC | Harvest Beulaville, LLC - Solar - 2nd installation | Under Construction |  | 1999 | 1 |  |  |  |  | Holocene Clean Energy |  |  | (919) 829-0037 | Phillip Cathcart | Photovoltaic | Solar | 165 Little Bubbles Lane | Beulaville | NC | 28518 | T5490B01 | BEULAVILLE 23KV | BEULAVILLE 115KV | 34.9015 | -77.7827
DEP | Distribution | CHKLIST-7914 |  | IC14-061 |  |  | Saturn Power Inc. | Saturn Power Inc. - Solar - Withdrawn | Withdrawn |  | 4800 | [8 empty] | 000-000-0000 | Sean Barnett | Photovoltaic | Solar | NC 55 West and Buddy Williams Road | Lenoir | NC | 28504 | T4230B02 | SEVEN SPRINGS 24KV | KINSTON 115KV | 35.2193 | -77.6609
DEP | Distribution | CHKLIST-7915 | 508 | IC14-062 | 355-859-3723 | 731-800-8237 | Innovative Solar 59 | Innovative Solar 59 - Solar | Under Construction |  | 1980 | [5 empty] | CD Global Solar NC Holdings, LLC |  |  | (212) 798-3408 | William Winslow | Photovoltaic | Solar | 3142 W Hilliardston Road | Nashville | NC | 27856 | T6040B13 | HOLLISTER 24KV | CASTALIA 230KV | 36.11 | -77.9258 | 2016-03-01
DEP | Distribution | CHKLIST-7916 |  | IC14-063 |  |  | Innovative Solar 62 | Innovative Solar 62 - Solar - Cancelled | Cancelled |  | 1981 | [8 empty] | 000-000-0000 | Sean Barnett | Photovoltaic | Solar | 6425 E. US 70 Hwy. | Goldsboro | NC | 27534 | T5830B01 | LAGRANGE CITY 12KV | LAGRANGE 115KV | 35.358 | -77.9278
DEP | Distribution | CHKLIST-7917 | 530 | IC14-064 | 3253049567 | 0150023315 | Innovative Solar 64 | Innovative Solar 64 - Solar | Energized | G&W 1B2P85 / Meter 1B2P86 | 4995 | [5 empty] | FLS Energy, Inc. |  |  | (828) 233-8117 | Sean Barnett | Photovoltaic | Solar | 2800 Hobbton Hwy | Clinton | NC | 28328 | T55070B03 | KEENER 23KV | CLINTON NORTH 115KV | 35.0427 | -78.3275 | 2015-12-02
DEP | Distribution | CHKLIST-7918 | 628 | IC14-065 | 216-252-9404 | 514-163-4856 | Smith Solar Farm, LLC | Smith Solar Farm, LLC - Solar | Pending Facilities Study |  | 5000 | [8 empty] | (919) 610-0435 | William Winslow | Photovoltaic | Solar | 8621 Gibson Road | Gibson | NC | 28343 | T2181B05 | GIBSON 230KV | LAUREL HILL 230KV | 34.7758 | -79.5507
DEP | Distribution | CHKLIST-7919 | 500 | IC14-066 | 250-227-8712 | 106-605-5961 | Morgan Farm, LLC | Morgan Farm, LLC - Solar | Energized | 1ANK98 (Recloser) / 1ANK99 (Meter) | 5000 | [5 empty] | Heelstone Energy, LLC |  |  | (919) 475-1811 | Sean Barnett | Photovoltaic | Solar | 4355 N.C. 56 Hwy. | Louisburg | NC | 27549 | T5302B01 | STALLINGS 23KV | STALLINGS CROSSROADS 115KV | 36.0954 | -78.1558 | 2015-12-01
DEP | Distribution | CHKLIST-7920 | 425 | IC14-067 |  | 721-481-0827 | CEI The Digital Office Company | CEI The Digital Office Company - Solar | Energized | 153491 | 134 | [5 empty] | NC SOLAR NOW INC - 5313814500 |  |  | 000-000-0000 | Sean Barnett | Photovoltaic | Solar | 8701 Brickell Avenue | Raleigh | NC | 27617 | T5116B03 | WESTGATE ROAD 23KV | RALEIGH DURHAM AIRPORT 230KV | 35.8994 | -78.7611 | 2014-06-19
DEP | Distribution | CHKLIST-7923 |  | IC14-070 |  |  | Soluga Farms IV, LLC | Soluga Farms IV, LLC - Solar | Pending System Impact Study |  | 4999 | [5 empty] | Solbridge |  |  | 000-000-0000 | Sean Barnett | Photovoltaic | Solar | Dunn Road | Dunn | NC | 28344 | T5749B01 | GODWIN 23KV | GODWIN 115KV | 35.2097 | -78.6831
DEP | Distribution | CHKLIST-7924 | 547 | IC14-071 | 353-474-7591 | 713-303-1448 | Currin Solar Farm, LLC | Currin Solar Farm, LLC - Solar | Energized | 1ANK54 (reclosure) / 1ANK55 (meter) | 5000 | [5 empty] | Cypress Creek Renewables, LLC | Don | Nista | 310-581-6299 | Phillip Cathcart | Photovoltaic | Solar | 5101 Old NC 75 | Oxford | NC | 27565 | T5085B02 | STEM 23KV | OXFORD SOUTH 230KV | 36.2886 | -78.6232 | 2015-11-13
DEP | Distribution | CHKLIST-7925 | 522 | IC14-072 | 315-185-4126 | 197-102-9937 | Roxboro Solar Farm, LLC | Roxboro Solar Farm, LLC - Solar | Energized | 1AYM36 (reclosure) / 1AYM37 (meter) | 5000 | [5 empty] | Cypress Creek Renewables, LLC | Don | Nista | (310) 581-6299 | Sean Barnett | Photovoltaic | Solar | 930 Roxboro Road | Oxford | NC | 27565 | T5090B04 | BEREA 23KV | OXFORD NORTH 230KV | 36.3224 | -78.6204 | 2015-12-31
DEP | Distribution | CHKLIST-7926 | 525 | IC14-073 | 259-659-1764 | 543-594-4755 | Stainback Solar Farm, LLC | Stainback Solar Farm, LLC - Solar | Under Construction |  | 5000 | [5 empty] | Entropy Solar |  |  | (980) 297-2881 | Phillip Cathcart | Photovoltaic | Solar | 541 Chestnut St | Henderson | NC | 27537 | T4770B01 | GREYSTONE 23KV | HENDERSON NORTH 115KV | 36.395 | -78.331
DEP | Distribution | CHKLIST-7927 | 435 | IC14-074 |  | 0070627096 | UNC Asheville | UNC Asheville - Solar | Energized | 10LT15 | 24 | [5 empty] | Self Installed - NC |  |  | 000-000-0000 | Sean Barnett | Photovoltaic | Solar | 1 University Heights | Asheville | NC | 28804 | T0510B21 | DIVISION STREET 24KV | ELK MOUNTAIN 115KV | 35.6149 | -82.5719 | 2014-09-03
DEP | Distribution | CHKLIST-7931 | 551 | IC14-078 | 361-075-1715 | 537-637-5549 | Stone Solar Farm, LLC | Stone Solar Farm, LLC - Solar - 2nd installation | Under Construction | 1AXA84 (Recloser)/1AXA85 (Meter) | 5000 | [5 empty] | Strata Solar, LLC |  |  | 000-000-0000 | William Winslow | Photovoltaic | Solar | 100 Colson Road | Smyrna | NC | 28358 | T2631B01 | RIVER ROUTE 23KV | WEATHERSPOON 230KV | 34.5789 | -79.0304
DEP | Distribution | CHKLIST-7932 | 662 | IC14-079 | 843-549-4151 | 895-989-0602 | Moorings Farm 2, LLC | Moorings Farm 2, LLC - Solar | Pending Construction | 1BPL11( Int. G&W), 1BPM98(SI G&W) | 5000 | [5 empty] | Strata Solar, LLC |  |  | (919) 960-6015 | Phillip Cathcart | Photovoltaic | Solar | 3000 Promise Land Road | LaGrange | NC | 28551 | T5830B01 | LAGRANGE CITY 12KV | LAGRANGE 115KV | 35.3062 | -77.8319
DEP | Distribution | CHKLIST-7933 | 552 | IC14-080 |  |  | Wellons Farm, LLC | Wellons Farm, LLC - Solar | Energized | 1ARW18 (Recloser) / 1ARW21 (Meter) | 5000 | [5 empty] | NARENCO |  |  | (704) 930-7700 | Stewart Grantham | Photovoltaic | Solar | 88 Yelverton Grove Road | Smithfield | NC | 27577 | T5970B07 | BROGDEN 23KV | SELMA 230KV | 35.5141 | -78.2941 | 2015-12-31
DEP | Distribution | CHKLIST-7371 | 257 | IC12-0061 | 757-509-8228 | 810-271-1572 | First Citizens Bank & Trust Company (Southern Array) | First Citizens Bank & Trust Company (Southern Array) - Solar | Energized | 17LP46 | 1000 | 1 | No | No | Yes | No |  |  |  | 919-716-8271 | Sean Barnett | Photovoltaic | Solar | 100 E Tryon Road | Raleigh | NC | 27603 | T4595B02 | SOUTH SAUNDERS 23KV | CARALEIGH 230KV | 35.7297 | -78.6389 | 2012-07-19
DEP | Distribution | CHKLIST-7372 | 258 | IC12-0062 | 631-051-1149 | 196-370-6336 | First Citizens Bank & Trust Company (Northern Array) | First Citizens Bank & Trust Company (Northern Array) - Solar | Energized | 17LP48 | 565 | 1 | No | No | Yes | No | SUNENERGY1 LLC - PARENT |  |  | 919-716-8271 | Sean Barnett | Photovoltaic | Solar | 100 E Tryon Road | Raleigh | NC | 27603 | T4595B02 | SOUTH SAUNDERS 23KV | CARALEIGH 230KV | 35.7292 | -78.6394 | 2012-07-19
DEP | Distribution | CHKLIST-7373 | 204 | IC12-0063 |  | 185-598-7994 | FLS Solar 20, LLC | FLS Solar 20, LLC - Solar - 1st installation | Energized | PG004 | 204 | 1 | No | No | Yes | No | FLS ENERGY INC - 2188258178 |  |  | 828-350-3993 | Sean Barnett | Photovoltaic | Solar | 120 W. Edenton St. | Raleigh | NC | 27603 | T5160B10 | LANE STREET 12KV | RALEIGH 115KV | 35.7814 | -78.6403 | 2012-01-14
DEP | Distribution | CHKLIST-7376 | 315 | IC12-0066 | 5065118332 | 1408406997 | Yanceyville Farm, LLC | Yanceyville Farm, LLC - Solar | Energized | 187B72 (Recloser)/187B73 (Meter) | 4975 | 0.98 | No | Yes | Yes | Yes | Strata Solar, LLC |  |  | 919-960-6015 | Sean Barnett | Photovoltaic | Solar | 3688 Hwy 62 N | Blanch | NC | 27212 | T5390B04 | MILTON 12KV | YANCEYVILLE 230KV | 36.4389 | -79.2816 | 2013-12-11
DEP | Distribution | CHKLIST-7377 | 284 | IC12-0067 | 017-068-7891 | 891-960-3376 | Wilson Farm 1, LLC | Wilson Farm 1, LLC - Solar | Energized | 17QT81/17QT84 | 4975 | 1 | No | Yes | Yes | Yes | Strata Solar, LLC |  |  | 919-960-6015 | Sean Barnett | Photovoltaic | Solar | 230 Morgan Street | Elm City | NC | 27822 | T5680B01 | ELM CITY 23KV | ELM CITY 115KV | 35.803 | -77.8655 | 2013-07-10
DEP | Distribution | CHKLIST-7378 | 296 | IC12-0068 | 021-149-1717 | 070-730-2170 | Mt. Olive Farm 2, LLC | Mt. Olive Farm 2, LLC - Solar | Energized | 17RB55 (Recloser) / 17RB56 (Meter) | 4975 | 1 | No | Yes | Yes | Yes | Strata Solar, LLC |  |  | (919) 960-7700 | Sean Barnett | Photovoltaic | Solar | 574 Martin Road | Mount Olive | NC | 28365 | T5888B02 | NC 55 23KV | MT. OLIVE WEST 115KV | 35.2185 | -78.0721 | 2013-04-17
DEP | Distribution | CHKLIST-7379 | 312 | IC12-0069 | 385-476-3624 | 310-402-4215 | New Bern Farm, LLC | New Bern Farm, LLC - Solar | Energized | 182R82 (Recloser)/182R83 (Meter) | 4975 | 1 | No | Yes | Yes | Yes | Strata Solar, LLC |  |  | 919-960-6015 | Sean Barnett | Photovoltaic | Solar | 3960 US Hwy. 17 N | Ernul | NC | 28527 | T4074B02 | ERNUL 23KV | BRIDGETON 115KV | 35.208 | -77.0585 | 2014-04-10
DEP | Distribution | CHKLIST-7380 |  | IC12-070 | 878-802-0215 | 142-342-3506 | Nashville Farms LLC | Nashville Farms LLC - Solar - Withdrawn 1 | Withdrawn |  | 2000 | [5 empty] | United Solar Consultants |  |  | (919) 475-1811 | Stewart Grantham | Photovoltaic | Solar | 3315 Skyes Road | Nashville | NC | 27856 | T5900B05 | CORINTH 23KV | NASHVILLE 115KV
DEP | Distribution | CHKLIST-7381 | 218 | IC12-0071 | 326-926-5728 | 451-450-3343 | PCSP3 Airport, LLC | PCSP3 Airport, LLC - Solar | Energized | 17KM17 | 2400 | 1 | No | Yes | Yes | Yes | Carolina Solar Energy LLC |  |  | 919-682-6822 | Sean Barnett | Photovoltaic | Solar | 385 Montgomery Drive | Timberlake | NC | 27583 | T5230B02 | DURHAM ROAD 23KV | ROXBORO SOUTH 230KV | 36.2896 | -78.9835 | 2012-07-23
DEP | Distribution | CHKLIST-7384 | 308 | IC12-0074 | 554-652-3076 | 640-056-9072 | Lenoir Farm 2, LLC | Lenoir Farm 2, LLC - Solar | Energized | 181928/181929 | 5000 | 1 | No | Yes | Yes | Yes | Strata Solar, LLC |  |  | 919-960-6015 | Sean Barnett | Photovoltaic | Solar | 4626 Odham Road | Grifton | NC | 28503 | T4170B02 | GRAINGER 23KV | GRIFTON 115KV | 35.3515 | -77.473 | 2013-06-10
DEP | Distribution | CHKLIST-7385 | 423 | IC13-117 |  | 645-953-8168 | Chauncey Farm, LLC | Chauncey Farm, LLC - Solar - Cancelled | Cancelled |  | 4975 | 1 | No | Yes | Yes | Yes | Strata Solar, LLC |  |  | 919-960-6015 | Sean Barnett | Photovoltaic | Solar | 1878 Chauncey Town Road | Lake Waccamaw | NC | 28450 | T4233B02 | BOLTON 23 KV | LAKE WACCAMAW 115KV | 34.3388 | -78.5225 | 2014-06-19
DEP | Distribution | CHKLIST-7386 | 276 | IC12-0076 | 794-011-9949 | 368-044-7640 | BGE Carolina SunSense I, LLC | BGE Carolina SunSense I, LLC - Solar | Energized | 77E68 | 407 | 1 | No | No | Yes | No |  |  |  | 415-874-5343 | Sean Barnett | Photovoltaic | Solar | 33 Pony Farm Road | Clayton | NC | 27520 | T5642B12 | CATERPILLAR 24KV | CLAYTON INDUSTRIAL 115KV | 35.6183 | -78.4219 | 2012-12-14
DEP | Distribution | CHKLIST-7387 |  | IC12-077 |  |  | Railroad Farm 2, LLC | Railroad Farm2, LLC - Solar - 1st installation - Withdrawn | Withdrawn |  | 5000 | [8 empty] | 919-960-6015 | Sean Barnett | Photovoltaic | Solar | 479 Shaw Mill Rd. | St Pauls | NC | 28384 | T2520B02 | ST. PAULS 23KV | ST. PAULS 115KV
DEP | Distribution | CHKLIST-7613 | 516 | IC12-106 | 116-247-0825 | 649-435-9158 | Mt. Olive Solar, LLC | Mount Olive Solar, LLC - Solar | Under Construction |  | 1999 | [5 empty] | Community Energy |  |  | 000-000-0000 | Phillip Cathcart | Photovoltaic | Solar | 523 Lees Country Club Road | Mt Olive | NC | 28365 | T5888B03 | CALYPSO 23 KV | MT. OLIVE WEST 115KV | 35.1814 | -78.0956
DEP | Distribution | CHKLIST-7934 | 509 | IC14-081 | 716-169-9918 | 176-766-5852 | Keen Farm, LLC | Keen Farm, LLC - Solar | Energized | 1AWX73 (recloser) / 1AWXA2 (meter) | 5000 | [5 empty] | Strata Solar, LLC |  |  | (919) 960-6015 | Sean Barnett | Photovoltaic | Solar | 1950 Keen Road | Four Oaks | NC | 27524 | T5732B03 | KEEN ROAD 24KV | FOUR OAKS 230KV | 35.4281 | -78.3997 | 2015-12-14
DEP | Distribution | CHKLIST-7936 |  | IC14-083 | 150-594-4502 | 566-091-5819 | Bearford Farm, LLC | Bearford Farm, LLC - Solar | Pending Construction | 1BPA42(Int. G&W), 1BNL53(SI G&W) | 5000 | [5 empty] | Strata Solar, LLC |  |  | (919) 960-7700 | William Winslow | Photovoltaic | Solar | 3951 US Hwy. 117 North | Burgaw | NC | 28425 | T6160B01 | BURGAW 23KV | BURGAW 115KV | 34.6099 | -77.9211
DEP | Distribution | CHKLIST-7938 | 613 | IC14-085 |  |  | Garland Farm, LLC | Garland Farm, LLC - Solar - Cancelled | Cancelled |  | 4950 | [5 empty] | Birds Eye Energy |  |  | (919) 960-6015 x303 | William Winslow | Photovoltaic | Solar | 499 N. Belgrade Ave | Garland | NC | 28441 | T6360B02 | GARLAND 23KV | GARLAND 230KV | 34.7837 | -78.3868
DEP | Distribution | CHKLIST-7939 | 588 | IC14-086 | 376-739-2909 | 079-772-1339 | Clipperton Holdings, LLC | Clipperton Holdings LLC - Solar | Under Construction | 2CT29(G&W) | 4950 | [5 empty] | Strata Solar Development LLC |  |  | (919) 960-6015 | Phillip Cathcart | Photovoltaic | Solar | 200 Charlie Lane | Clinton | NC | 28328 | T5580B05 | BOYKIN BRIDGE ROAD 23KV | CLINTON FERRELL ST. 115KV | 34.9722 | -78.3536
DEP | Distribution | CHKLIST-7940 |  | IC14-087 | 3770439507 | 6962472285 | West Erwin Farm, LLC | West Erwin Farm, LLC - Solar - Withdrawn | Withdrawn |  | 5000 | [8 empty] | 000-000-0000 | Sean Barnett | Photovoltaic | Solar | 288 Crab Apple Lane | Erwin | NC | 28339 | T5690B02 | SOUTH PLANT 12KV | ERWIN MILLS 115KV | 35.3268 | -78.6761
DEP | Distribution | CHKLIST-7941 | 520 | IC14-088 | 223-405-2179 | 352-780-5224 | Hew Fulton Farm, LLC | Hew Fulton Farm, LLC - Solar | Energized | 1ATF83 (Recloser) / 1ATF84 (Meter) | 5000 | [5 empty] | Strata Solar, LLC |  |  | (919) 960-6015 | Sean Barnett | Photovoltaic | Solar | 15800 Scotland High School Dr. | Laurinburg | NC | 28532 | T2190B01 | TURNPIKE ROAD 23KV | LAURINBURG CITY 230KV | 34.7849 | -79.4695 | 2015-11-24
DEP | Distribution | CHKLIST-7942 | 566 | IC14-089 | 427-693-3639 | 674-627-9493 | Kojak Farm, LLC | Kojak Farm, LLC - Solar | Energized |  | 5000 | [5 empty] | Strata Solar, LLC |  |  | (919) 960-7700 | Sean Barnett | Photovoltaic | Solar | 9360 Pace Road | Bailey | NC | 27807 | T5450B03 | BAILEY MOUNT PLEASANT 23KV | BAILEY 230KV | 35.7996 | -78.0978 | 2016-05-16
DEP | Distribution | CHKLIST-7945 | 568 | IC14-092 | 707-891-3873 | 739-662-6298 | Sedberry Farm, LLC | Sedberry Farm, LLC - Solar | Under Construction | L868W | 5000 | 1 |  |  |  |  | Strata Solar, LLC |  |  | (919) 960-6015 | Phillip Cathcart | Photovoltaic | Solar | 283 Airport Road | Carthage | NC | 28327 | T1550B05 | CAMERON 24KV | LAKEVIEW 115KV | 35.2446 | -79.3202
DEP | Distribution | CHKLIST-7946 | 562 | IC14-093 | 082-489-1279 | 532-286-7660 | Highwater Solar I, LLC | Highwater Solar I, LLC - Solar | Energized | 1B6M44 (recloser) / 1B6M45 (meter) | 5000 | [5 empty] | Cypress Creek Renewables, LLC | Don | Nista | (310) 581-6299 | Sean Barnett | Photovoltaic | Solar | 436 Belfast Road | Stoney Creek | NC | 27530 | T5465B05 | BUCK SWAMP 24KV | BELFAST 115KV | 35.433 | -77.9946 | 2016-05-11
DEP | Distribution | CHKLIST-7948 | 554 | IC14-095 | 0908895303 | 4642800793 | Balsam Solar, LLC | Balsam Solar, LLC - Solar | Connected | 1B2J66 (Recloser) / 1B2J67 (Meter) | 5000 | [5 empty] | Heelstone Energy, LLC |  |  | (919) 475-1811 | Sean Barnett | Photovoltaic | Solar | 1199 Harkey Street | Sanford | NC | 27330 | T2432B01 | WOODLAND AVENUE 23KV | SANFORD GARDEN STREET 230KV | 35.4601 | -79.1734 | 2015-12-16
DEP | Distribution | CHKLIST-7949 | 556 | IC14-096 | 0374482651 | 1868228576 | Elm Solar, LLC | Elm Solar, LLC - Solar | Connected | 1B3M75 (Recloser) / 1B3M76 (Meter) | 5000 | [5 empty] | Heelstone Energy, LLC |  |  | (919) 475-1811 | Phillip Cathcart | Photovoltaic | Solar | 1395 Fire Tower Road | Sanford | NC | 27330 | T2432B02 | FIRETOWER ROAD 23KV | SANFORD GARDEN STREET 230KV | 35.4542 | -79.1889 | 2015-12-23
DEP | Distribution | CHKLIST-7950 | 555 | IC14-097 | 6320378828 | 098-402-6195 | Sweetgum Solar, LLC | Sweetgum Solar, LLC - Solar | Energized | 1AYG19 (Meter)/1AYG18 (Recloser) | 5000 | [5 empty] | Heelstone Energy, LLC |  |  | (919) 475-1811 | Sean Barnett | Photovoltaic | Solar | 1850 W Garden Street | Sanford | NC | 27330 | T2432B03 | CARTHAGE STREET 23KV | SANFORD GARDEN STREET 230KV | 35.4613 | -79.1776 | 2015-12-16
DEP | Distribution | CHKLIST-7952 | 649 | IC14-099 | 854-270-6786 | 326-677-4219 | Pollocksville Solar, LLC | Pollocksville Solar, LLC - Solar | Pending Final Interconnection Agreement | 1BNP03(Int. G&W), 1BWN05(SI G&W) | 5000 | [5 empty] | FLS Energy, Inc. |  |  | (828) 233-8119 | Sean Barnett | Photovoltaic | Solar | 8921 Hwy. 17 | Pollocksville | NC | 28573 | T4276B02 | POLLOCKSVILLE 23KV | RHEMS 230KV | 34.9982 | -77.2192
DEP | Distribution | CHKLIST-7953 |  | IC14-100 |  |  | Hickory Solar, LLC | Hickory Solar, LLC - Solar | Pending Final Interconnection Agreement |  | 5000 | [5 empty] | NARENCO |  |  | 000-000-0000 | Sean Barnett | Photovoltaic | Solar | 4341 S. US 117 Hwy. | Rose Hill | NC | 28458 | T4285B02 | CHARITY 23KV | ROSE HILL 230KV | 34.8032 | -78.0134
DEP | Distribution | CHKLIST-7955 |  | IC14-102 | 4375230234 | 272-642-3748 | Raeford Jordan Farm, LLC | Raeford Jordan Farm, LLC - Withdrawn | Withdrawn |  | 5000 | [5 empty] | Strata Solar, LLC |  |  | 000-000-0000 | Phillip Cathcart | Photovoltaic | Solar | 270 Sanders Road | Raeford | NC | 28376 | T2280B05 | TIMBERLAND 12KV | RAEFORD 115KV | 35.0015 | -79.2762
DEP | Distribution | CHKLIST-7956 | 575 | IC14-103 | 418-437-9263 | 083-110-0565 | Delco Farm, LLC | Delco Farm, LLC - Solar | Energized | 1BKY19 (recloser) / 1BKY20 (meter) | 5000 | [5 empty] | Strata Solar, LLC |  |  | (919) 960-7700 | Phillip Cathcart | Photovoltaic | Solar | 2084 Old 87 Road | Delco | NC | 28436 | T6250B01 | RIEGEL 23KV | DELCO 115KV | 34.3111 | -78.2145 | 2016-05-18
DEP | Distribution | CHKLIST-7957 | 560 | IC14-104 | 432-439-4040 | 804-255-7879 | South Louisburg Solar, LLC | South Louisburg Solar, LLC - Solar | Pending Final Interconnection Agreement | 1B2Y11 (Recloser) / 1B2Y12 (Meter) | 5000 | [5 empty] | FLS Energy, Inc. |  |  | (828) 350-3993 | Sean Barnett | Photovoltaic | Solar | 1406 NC Hwy 39 South | Louisburg | NC | 27549 | T4930B02 | LOUISBURG INDUSTRIAL 23KV | LOUISBURG 115KV | 36.0605 | -78.3057
DEP | Distribution | CHKLIST-7958 | 648 | IC14-105 | 5740993323 | 7973797025 | Franklinton Solar, LLC | Franklinton Solar, LLC - Solar | Pending Final Interconnection Agreement |  | 5000 | [5 empty] | FLS Energy, Inc. |  |  | (828) 233-8119 | Sean Barnett | Photovoltaic | Solar | 25 Peach Orchard Road | Louisburg | NC | 27549 | T4700B12 | COLLEGE STREET 23KV | FRANKLINTON 115KV | 36.0725 | -78.3772
DEP | Distribution | CHKLIST-7959 |  | IC14-106 | 114-853-1641 | 253-604-5798 | Kennedy Solar, LLC | Kennedy Solar, LLC - Solar | Pending Final Interconnection Agreement | 1BNW03(G&W) 1BNW04(Meter) | 4999 | [5 empty] | FLS Energy, Inc. |  |  | 000-000-0000 | Sean Barnett | Photovoltaic | Solar | 134 Water Tank Road | Warsaw | NC | 28398 | T6070B02 | NATIONAL SPINNING 23KV | WARSAW 230KV | 35.0123 | -78.0922
DEP | Distribution | Project 12789 |  |  |  |  | Hanover Solar LLC | Hanover Solar LLC - Solar | System Impact Study In Progress |  | 5000 | [5 empty] | Cypress Creek Renewables, LLC | Don | Nista | (310) 581-6299 | Sean Barnett | Photovoltaic | Solar | 238 Hampshire Ln | Maysville | NC | 2855 | T4360B03 | HUBERT 23KV | SWANSBORO 230KV | 34.8051 | -77.2051
DEP | Distribution | CHKLIST-10867 |  |  |  |  | Isaac Dickson Solar, LLC | Isaac Dickson Solar, LLC - Solar | Pending Customer Response for Study |  | 479 | [5 empty] | Sundance Power Systems, Inc. | Kevin | Quinn | (828) 645-2080 x116 | Sean Barnett | Photovoltaic | Solar | 125 Hill St | Asheville | NC | 28801 | T0840B03 | HIAWASSEE 12KV | VANDERBILT 115KV | 35.3544 | -82.3353
DEC | Distribution | CHKLIST-9151 |  |  | 1289606777 |  | Main Street Solar, LLC | Main Street Solar, LLC - Solar | System Impact Study In Progress |  | 4998 | [5 empty] | FLS Energy, Inc. |  |  | (828) 350-3993 | Jerry Barton | Photovoltaic | Solar | 262 E. Main St. | Mooresboro | NC | 28114 | 16901204 |  | Mooresboro Ret 1204 | 35.2969 | -81.6898
DEP | Distribution | Project 12764 |  |  |  |  | River Solar LLC | River Solar LLC - Solar | System Impact Study In Progress |  | 2000 | [5 empty] | Southern Current LLC |  |  | (843) 906-4759 | Sean Barnett | Photovoltaic | Solar | Lynchburg Hwy | Elliot | SC | 29080 | T3360B02 | LYNCHBURG 23KV | ELLIOTT 230KV | 34.1071 | -80.1311
DEC | Distribution | Project 13365 |  |  | 1233516150 |  | High Cotton Farms At Stoney Point LLC | High Cotton Farms At Stoney Point LLC - Solar | Pending Fast Track Review |  | 850 | [5 empty] | South Coast Solar |  |  | (864) 941-7338 | Jerry Barton | Photovoltaic | Solar | 1223 Hwy 246 N | Greenwood | SC | 29649 | 07561207 |  | Emerald Rd Ret 1207 | 34.27 | -82.123
DEC | Distribution | CHKLIST-3541 |  |  | 1684053503 |  | General Electric Aviation | General Electric Aviation - Solar Second Installation | Energized |  | 1000 | [5 empty] | General Electric |  |  | 919-361-4524 | Kelly Duke | Photovoltaic | Solar | 3701 S. Miami Blvd | Durham | NC | 27703 | 14152411 |  | Brassfield Ret 2411 | 35.9164 | -78.8342 | 2015-07-24
DEC | Distribution | CHKLIST-8161 |  |  | 1280567467 |  | 231 Dixon 74 Solar I, LLC | 231 Dixon 74 Solar I, LLC - Solar | Facility Study In Progress |  | 2000 | [5 empty] | The Adams Group | Graham | Adams | (980) 254-7823 | Kelly Duke | Photovoltaic | Solar | 5124 1A E Dixon Blvd | Kings Mountain | NC | 28086 | 16061205 |  | Bethware Ret 1205 | 35.247 | -81.4294
DEP | Distribution | CHKLIST-10520 |  |  |  |  | Shorthorn Holdings, LLC | Shorthorn Holdings, LLC - Solar | Pending System Impact Study |  | 15400 | [5 empty] | Birds Eye Energy |  |  | (704) 665-5978 | Sean Barnett | Photovoltaic | Solar | 200 McGregor Rd | McColl | SC | 29570 | T3760B02 | CLIO 23KV | MCCOLL 230KV | 34.2802 | -78.7386
DEC | Distribution | CHKLIST-10523 |  |  |  |  | Climax Solar Project, LLC | Climax Solar Project, LLC - Solar | System Impact Study In Progress |  | 5000 | [5 empty] | Cypress Creek Renewables, LLC | Don | Nista | (213) 347-9377 | Kelly Duke | Photovoltaic | Solar | 8228 NC 22 | Randolph | NC | 27233 | 09061201 |  | Climax Ret 1201 | 35.5318 | -79.4144
DEP | Distribution | CHKLIST-9425 |  |  |  |  | Arthur Solar, LLC | Arthur Solar, LLC - Solar - Withdrawn | Withdrawn |  | 9996 | [5 empty] | Renewable Energy Services LLC |  |  | (310) 581-6299 | Bryan Griffin | Photovoltaic | Solar | 15419 US-701 | Tabor City | NC | 28463 | T6630B02 | HIGHWAY 701 NORTH 23KV | TABOR CITY 115KV | 34.1726 | -78.8321
DEC | Distribution | CHKLIST-0871 |  |  |  |  | Innovative Solar 8, LLC-NM | Innovative Solar 8, LLC-Solar-Withdrawn | Withdrawn |  | 1996.4 | [8 empty] | (828) 215-9064 | Philisha Kirkpatrick | Photovoltaic | Solar | 849 Kerr Rd | Hendersonville | NC | 28732 | 65171203 |  | Edneyville Ret 1203
DEC | Distribution | CHKLIST-2814 |  |  | 1715262691 |  | National Renewable Energy Corporation-NM | National Renewable Energy Corporation | Energized |  | 35 | [5 empty] | NARENCO |  |  | (704) 716-2100 | Stewart Grantham | Photovoltaic | Solar | 227 Southside Dr STE #B | Charlotte | NC | 28217 | 01241212 |  | Woodlawn Tie 1212 | 35.186 | -80.8814 | 2013-06-04
DEC | Distribution | Project 13190 |  |  |  |  | Duke Energy Carolinas, LLC | Clemmons Solar Facility - Solar | Pending Customer Response for IR |  | 5000 | [8 empty] | (704) 382-3821 | Donna Burford | Photovoltaic | Solar | Corner of Idols Rd and Dock Davis Rd | Clemmons | NC | 27012 | 03071208 |  | Clemmons Ret 1208 | 35.984 | -80.3964
DEP | Distribution | CHKLIST-11768 |  |  |  |  | Mustang Solar LLC | Mustang Solar LLC - Solar | System Impact Study In Progress |  | 5000 | [5 empty] | Cypress Creek Renewables, LLC | Don | Nista | (310) 581-6299 | Sean Barnett | Photovoltaic | Solar | Gardenia Rd (SR 1439) | Robbins | NC | 27325 | T1230B01 | ROBBINS CITY 23KV | ROBBINS 115KV | 35.4144 | -79.5725
DEC | Distribution | CHKLIST-11072 |  |  | 1338366984 |  | Inman Solar - Eddy Road Site 2 | Inman Solar - Eddy Road Site 2 - Solar | Pending Customer Response for IR |  | 6000 | [5 empty] | Inman Solar |  |  | (404) 502-1915 | Kelly Duke | Photovoltaic | Solar | Eddy Road | Ninety Six | SC | 29666 | 07311203 |  | Eddy Rd Ret 1203 | 34.1818 | -82.0092
DEP | Distribution | CHKLIST-10260 |  |  |  |  | United Shiloh Solar, LLC | United Shiloh Solar, LLC - Solar | System Impact Study In Progress |  | 4995 | [5 empty] | Self Installed - NC |  |  | (919) 696-1254 | Sean Barnett | Photovoltaic | Solar | 300 Warren Plains Norlina Road | Norlina | NC | 27563 | T5360B04 | WARRENTON INDUSTRIAL 23KV | WARRENTON 115KV | 36.4488 | -78.1737
DEP | Distribution | CHKLIST-10748 |  |  | 5419257216 |  | Haihui Huang - IPearl Inc | Haihui Huang - IPearl Inc - Solar | Under Construction |  | 70.67 | [5 empty] | NC Solar Now | Chris | Yarbrough | (919) 274-5563 | Sean Barnett | Photovoltaic | Solar | 2025 Production Dr | Apex | NC | 27539 | T4530B05 | APEX NORTH 23KV | APEX 230KV | 35.7134 | -78.821
DEP | Distribution | Project 12707 |  |  |  |  | Ridgeback Solar, LLC | Ridgeback Solar, LLC - Solar | Pending System Impact Study |  | 5000 | [5 empty] | Cooperative Solar |  |  | (866) 795-4015 | Sean Barnett | Photovoltaic | Solar | 501 Frances Dr. | Liberty | NC | 27298 | T1330B04 | LIBERTY WEST 23KV | LIBERTY 115KV
DEC | Distribution | Project 12710 |  |  |  |  | Duke Energy Carolinas LLC - Pelzer 1 | Duke Energy Carolinas LLC - Pelzer 1 - Solar | Pending System Impact Study |  | 4998 | [5 empty] | Self Installed - SC |  |  | (704) 382-3821 | Edwin Malinowski | Photovoltaic | Solar | 8824 Augusta Rd | Piedmont | SC | 29669 | 02671202 |  | Ware Place Ret 1202 | 34.6676 | -82.4021
DEC | Distribution | Project 12721 |  |  |  |  | Duke Energy Carolinas LLC - Pelzer 2 | Duke Energy Carolinas LLC - Pelzer 2 - Solar | Pending System Impact Study |  | 4998 | [5 empty] | Self Installed - SC |  |  | (704) 382-3821 | Edwin Malinowski | Photovoltaic | Solar | 8824 Augusta Rd | Piedmont | SC | 29669 | 02671202 |  | Ware Place Ret 1202 | 34.667 | -82.3967
DEC | Distribution | CHKLIST-12103 |  |  | 1272358000 |  | Peacehaven Farm Inc | Peacehaven Farm Inc - Solar - 2nd Install | Pending |  | 29 | [5 empty] | Green State Power |  |  | (336) 449-9900 | Kelly Duke | Photovoltaic | Solar | 1458 NC Highway 61 | Whitsett | NC | 27377 | 11202409 |  | Whitsett Ret 2409 | 36.0424 | -79.5786
DEP | Distribution | Project 12701 |  |  |  |  | Iron Castle Solar, LLC | Iron Castle Solar, LLC - Solar - Withdrawn | Withdrawn |  | 5000 | [5 empty] | Cooperative Solar |  |  | (866) 795-4015 | Sean Barnett | Photovoltaic | Solar | 5501 S US 117 Atl. Hwy. | Mt Olive | NC | 28365 | T5888B02 | NC 55 24KV | MT. OLIVE WEST 115KV
DEC | Distribution | CHKLIST-3391 |  |  | 1640912366 |  | Fresh Air Energy II, LLC - Round Hill PV1 | Fresh Air Energy II, LLC - Round Hill PV1- Solar | System Impact Study In Progress |  | 5000 | [5 empty] | Ecoplexus, Inc- Installer | Mattan | Shrager | (415) 626-1802 | Kelly Duke | Photovoltaic | Solar | 2852 Round Hill Rd. | Boonville | NC | 27011 | 29021201 |  | Boonville Ret 1201
DEP | Distribution | CHKLIST-10801 | 676 |  | 065-258-6132 | 362-103-1933 | 1634 Solar, LLC | 1634 Solar, LLC - Solar | Pending Final Interconnection Agreement |  | 2000 | [5 empty] | Solbridge |  |  | (843) 906-4759 | Phillip Cathcart | Photovoltaic | Solar | 445 W Bobo Newsom Hwy | Hartsville | SC | 29550 | T3665B01 | KELLYTOWN 24KV | HARTSVILLE SEGARS MILL 230KV | 34.3888 | -80.0836
DEP | Distribution | CHKLIST-11236 |  |  | 2047607391 |  | SteelFab of SC | Steelfab of SC - Solar | Pending Fast Track Review |  | 260 | [5 empty] | Renewvia Energy Corporation |  |  | (843) 207-2121 | Sean Barnett | Photovoltaic | Solar | 1220 Steel Rd | Florence | SC | 29502 | T3450B03 | CHERAW CITY 23KV | CHERAW 115KV | 34.177 | -79.7012
DEP | Distribution | CHKLIST-10799 |  |  |  |  | Sandifer Solar, LLC | Sandifer Solar, LLC - Solar | Pending System Impact Study |  | 2000 | [5 empty] | Solbridge |  |  | (843) 906-4759 | Sean Barnett | Photovoltaic | Solar | south of Dillon at the Landfill Rd and SC-57 | Dillon | SC | 29536 | T2745B01 | VILLAGE 23KV | DILLON MAPLE 230KV | 34.3936 | -79.3599
DEC | Distribution | CHKLIST-3690 |  |  | 2014590466 |  | Osborne Brothers Electric | Osborne Brothers Electric - Solar | Energized |  | 33.88 | [5 empty] | Clean Energy, LLC |  |  | (704) 926-0045 | Janet Robinson | Photovoltaic | Solar | 6431 Hendry Rd | Charlotte | NC | 28269 | 01522402 |  | Reames Rd Ret 2402 | 27.6128 | -81.9569 | 2014-08-29
DEP | Distribution | Project 12752 |  |  |  |  | Shieldwall Solar, LLC | Shieldwall Solar, LLC - Solar | System Impact Study In Progress |  | 5000 | [5 empty] | Cooperative Solar |  |  | (866) 795-4015 | Sean Barnett | Photovoltaic | Solar | 13118 US 158 | Littleton | NC | 27850 | T4915B01 | LITTLETON 23KV | LITTLETON 115KV | 36.4473 | -77.889
DEC | Distribution | CHKLIST-6067 |  |  | 3171152 |  | City of Greensboro - 2350 Huffine Mill Rd (Rider NM) | City of Greensboro - 2350 Huffine Mill Rd - Solar (Rider NM) | Pending Final Interconnection Agreement |  | 1000 | [5 empty] | Self Installed - NC |  |  | (336) 254-9530 | Kelly Duke | Photovoltaic | Solar | 2350 Huffine Mill Rd | McLeansville | NC | 27301 | 09082406 |  | Kildare Ret 2406 | 36.1157 | -79.779
DEC | Distribution | CHKLIST-10743 |  |  |  |  | John Quincy Solar, LLC | John Quincy Solar, LLC - Solar | Pending System Impact Study |  | 4500 | [5 empty] | Self Installed - NC |  |  | (704) 200-2911 | Kelly Duke | Photovoltaic | Solar | 443 Cave Rd | Dobson | NC | 27017 | 28051202 |  | Dobson Ret 1201 | 36.2253 | -80.4334
DEC | Distribution | CHKLIST-11194 |  |  | 1836105857 |  | York Solar, LLC | York Solar, LLC - Solar | Pending System Impact Study |  | 3400 | [5 empty] | Solbridge |  |  | (843) 225-2980 | Jerry Barton | Photovoltaic | Solar | Intersection of Hwy 76 and Boyce Page Rd | Honea Path | SC | 29654 | 07461201 |  | Tumbling Shoals SS 1201 | 34.3012 | -82.1575
DEP | Distribution | CHKLIST-9088 |  |  |  |  | Burrows Farm, LLC | Burrows Farm, LLC - Solar | System Impact Study In Progress |  | 4800 | [5 empty] | Strata Solar, LLC |  |  | (919) 960-6015 | Sean Barnett | Photovoltaic | Solar | 302 Pete Burrows Rd | Macon | NC | 27551 | T5360B02 | WARRENTON 23KV | WARRENTON 115KV | 36.4302 | -78.0965
DEC | Distribution | CHKLIST-11199 |  |  | 1678585382 |  | Sweet Grass Solar | Sweet Grass Solar - Solar | Pending System Impact Study |  | 10000 | [5 empty] | Solbridge |  |  | (843) 906-4759 | Jerry Barton | Photovoltaic | Solar | Clamp Dr | Belton | SC | 29627 | 04031201 |  | Docheno Ret 1201 | 34.2959 | -82.2756
DEC | Distribution | CHKLIST-11200 |  |  | 1433653383 |  | ACE Solar LLC | ACE Solar LLC - Solar | Pending Customer Response for Study |  | 1000 | [5 empty] | Solbridge |  |  | (843) 906-4759 | Jerry Barton | Photovoltaic | Solar | Mountain Springs Rd | Piedmont | SC | 29673 | 02821209 |  | Wrenn Ret 1209 | 34.7226 | -82.524
DEC | Distribution | CHKLIST-6068 |  |  | 0002148865 |  | City of Greensboro - 1041 Battleground Ave | City of Greensboro - 1041 Battleground Ave - Solar | Pending Final Interconnection Agreement |  | 800 | [5 empty] | Self Installed - NC |  |  | (336) 254-9538 | Kelly Duke | Photovoltaic | Solar | 1041 Battleground Ave | Greensboro | NC | 27408 | 09012404 |  | Greensboro Main 2404
DEC | Distribution | CHKLIST-10741 |  |  |  |  | Hayes Solar, LLC | Hayes Solar, LLC - Solar | System Impact Study In Progress |  | 5000 | [5 empty] | Self Installed - NC |  |  | (704) 200-2915 | Jerry Barton | Photovoltaic | Solar | 746 Caves Mill Rd | Dobson | NC | 27017 | 28051201 |  | Dobson Ret 1201 | 36.2321 | -80.4416
DEP | Distribution | CHKLIST-11196 |  |  |  |  | SunEdison Utility Solutions, LLC_County Rd | SunEdison Utility Solutions, LLC_County Rd - Solar | Pending System Impact Study |  | 10000 | [5 empty] | SunEdison Origination1, LLC |  |  | (650) 713-9076 | Sean Barnett | Photovoltaic | Solar | County Rd S - 45 - 430 | Hemingway | SC | 29554 | T2890B01 | HEMINGWAY 23KV | HEMINGWAY 115KV
DEP | Distribution | CHKLIST-10732 |  |  | 7476220632 |  | Edwards Inc_7476220632 | Edwards Inc_7476220632 - Solar | Under Construction |  | 138.2 | [5 empty] | Inman Solar |  |  | (252) 478-4661 | Sean Barnett | Photovoltaic | Solar | 4119 Sheep Pasture Rd | Spring Hope | NC | 27882 | T6041B01 | SPRING HOPE 23KV | SPRING HOPE 115KV | 35.9051 | -78.0415
DEC | Distribution | CHKLIST-11187 |  |  | 1463081338 |  | SoCore SC Development, LLC - 1550 Dewberry Rd | SoCore SC Development - 1550 Dewberry Rd - Solar - Withdrawn | Withdrawn |  | 828 | [5 empty] | SoCore Energy, LLC |  |  | (773) 913-4404 | Christopher Grant | Photovoltaic | Solar | 1550 Dewberry Rd | Spartanburg | SC | 29307 | 60201204 |  | Enola Ret 1204 | 35.0322 | -81.855
DEP | Distribution | CHKLIST-10733 |  |  |  |  | Westwood Farm, LLC | Westwood Farm, LLC - Solar | System Impact Study In Progress |  | 5000 | [5 empty] | Strata Solar, LLC |  |  | (919) 960-6015 | Sean Barnett | Photovoltaic | Solar | 15175 Gibson Rd | Laurinburg | NC | 28352 | T2190B02 | WESTWOOD 23KV | LAURINBURG CITY 230KV | 34.7773 | -79.4914
DEP | Distribution | CHKLIST-11190 |  |  |  |  | HCE Moore II, LLC | HCE Moore II, LLC - Solar | System Impact Study In Progress |  | 5550 | [5 empty] | Holocene Clean Energy |  |  | (919) 829-0037 | Sean Barnett | Photovoltaic | Solar | Stage Rd | Carthage | NC | 28237 | T1050B01 | CARTHAGE NORTH 12KV | CARTHAGE 115KV | 35.3429 | -79.3671
DEP | Distribution | CHKLIST-10730 |  |  | 4682844776 |  | Edwards Inc_4682844776 | Edwards Inc_4682844776 - Solar | Under Construction |  | 73.4 | [5 empty] | Inman Solar |  |  | (252) 478-4661 | Sean Barnett | Photovoltaic | Solar | 4119 Sheep Pasture Rd | Spring Hope | NC | 27882 | T6041B01 | SOUTHERN NASH 23KV | SPRING HOPE 115KV | 35.91 | -78.0416
DEC | Distribution | CHKLIST-11191 |  |  | 1290273884 |  | Whitt Solar, LLC | Whitt Solar, LLC - Solar | System Impact Study In Progress |  | 2000 | [5 empty] | Solbridge |  |  | (843) 906-4759 | Jerry Barton | Photovoltaic | Solar | Mountain Springs Rd and Highway 86 Intersection | Piedmont | SC | 29673 | 02821209 |  | Wrenn Ret 1209 | 34.4919 | -82.3129
DEC | Distribution | CHKLIST-11189 |  |  | 1906372300 |  | SunEdison Origination 1, LLC - Hall Rd | SunEdison Origination 1, LLC - Hall Rd - Solar | Cancelled |  | 10000 | [5 empty] | SUN EDISON LLC - 1193536681 |  |  | (650) 276-9649 | Jerry Barton | Photovoltaic | Solar | Hall Rd | Westminster | SC | 29693 | No Feeder |  | Westminster Mn | 34.6741 | -83.0861
DEP | Distribution | CHKLIST-11198 |  |  | 7378045665 |  | Mar Mac Wire Inc | Mar Mac Wire Inc - Solar | Supplemental Review In Progress |  | 640 | [8 empty] | (843) 335-5002 | Sean Barnett | Photovoltaic | Solar | 229 Wire Rd | McBee | SC | 29101 | T3330B01 | MCBEE 12KV | BETHUNE 115KV | 34.4761 | -80.2484
DEP | Distribution | CHKLIST-11182 |  |  |  |  | Pristine Sun SC LLC-20013 Ward Solar Project | Pristine Sun SC LLC-20013 Ward Solar Project | Pending Customer Response for IR |  | 996 | [5 empty] | Pristine Sun SC, LLC |  |  | (415) 848-8163 | Sean Barnett | Photovoltaic | Solar | State Hwy 38 | Timmonsville | SC | 29161 | T3320B03 | EMERSON 24KV | BENNETTSVILLE 230KV | 34.4548 | -79.5786
DEC | Distribution | CHKLIST-11197 |  |  | 1990085511 |  | Indigo Solar, LLC | Indigo Solar, LLC - Solar | System Impact Study In Progress |  | 3400 | [5 empty] | Solbridge |  |  | (843) 906-4759 | Kelly Duke | Photovoltaic | Solar | Henry Cullins Rd & Hwy 413 | Anderson | SC | 29621 | 04201202 |  | Neals Creek Ret 1202 | 34.2843 | -82.3158
DEC | Distribution | CHKLIST-11181 |  |  | 1841602422 |  | SoCore SC Development, LLC - 4939 Liberty Hwy | SoCore SC Development LLC - 4739 Liberty Hwy - Solar - Withdrawn | Withdrawn |  | 1980 | [5 empty] | SoCore Energy, LLC |  |  | (773) 913-4404 | Christopher Grant | Photovoltaic | Solar | 4739 Liberty Hwy | Anderson | SC | 29621 | 04091203 |  | Hurricane Creek Ret 1203 | 34.5952 | -82.6849
DEC | Distribution | CHKLIST-11188 |  |  | 1800072594 |  | SunEdison Origination 1, LLC - Hwy 34 | SunEdison Origination 1, LLC - Hwy 34 - Solar | Cancelled |  | 10000 | [5 empty] | SUN EDISON LLC - 1193536681 |  |  | (856) 397-4579 | Jerry Barton | Photovoltaic | Solar | Highway 34 | Newberry | SC | 29108 | 07472410 |  | Newberry Main 2410 | 34.2081 | -81.7553
DEP | Distribution | CHKLIST-11183 |  |  |  |  | Pristine Sun SC, LLC | Pristine Sun SC, LLC 21002 Tomlinson Solar - Solar | Pending Customer Response for IR |  | 996 | [5 empty] | Pristine Sun SC, LLC |  |  | (415) 848-8100 | Sean Barnett | Photovoltaic | Solar | State Hwy 341 | Olanta | SC | 29114 | T3320B03 | EMERSON 24KV | BENNETTSVILLE 230KV | 33.9251 | -79.881
DEC | Distribution | CHKLIST-11185 |  |  | 1581879201 |  | SunEdison Origination 1, LLC - Old Pearman Rd | SunEdison Origination 1, LLC - Old Pearman Rd - Solar | Pending System Impact Study |  | 3330 | [5 empty] | SUN EDISON LLC - 1193536681 |  |  | (650) 713-9076 | Jerry Barton | Photovoltaic | Solar | Old Pearman Rd | Anderson | SC | 29625 | 04041205 |  | Dixon Ret 1205 | 34.5532 | -82.7053
DEP | Distribution | CHKLIST-11184 |  |  |  |  | SoCore SC Development, LLC - 1333 Spigner Rd | SoCore SC Development LLC - 1333 Spigner Rd - Solar | Pending |  | 9972 | [8 empty] | (773) 913-4404 | Sean Barnett | Photovoltaic | Solar | 1333 Spigner Rd | Alcolu | SC | 60654 | T3750B02 | US 301 SOUTH 23KV | MANNING 115KV | 33.7491 | -80.1078
DEC | Distribution | CHKLIST-11186 |  |  | 1999284554 |  | Crown Solar Center LLC | Crown Solar Center LLC - Solar | System Impact Study In Progress |  | 5000 | [8 empty] | (434) 293-7589 | Kelly Duke | Photovoltaic | Solar | Crown Rd | Lancaster | SC | 29720 | 72091201 |  | Elgin Ret 1201 | 34.6472 | -80.7195
DEP | Distribution | CHKLIST-10728 |  |  |  |  | Van Buren Solar, LLC | Van Buren Solar, LLC - Solar | System Impact Study In Progress |  | 5000 | [5 empty] | Self Installed - NC |  |  | (704) 200-2913 | Sean Barnett | Photovoltaic | Solar | 1797 Dunn Rd | Roseboro | NC | 28382 | T5600B03 | AUTRYVILLE 23KV | ROSEBORO 115KV | 34.9836 | -78.5307
DEP | Distribution | CHKLIST-10648 |  |  |  |  | Discovery Solar, LLC | Discovery Solar, LLC - Solar | Pending System Impact Study |  | 1999 | [5 empty] | Cypress Creek Renewables, LLC | Don | Nista | (310) 581-6299 | Sean Barnett | Photovoltaic | Solar | 1779 New Britton Hwy E | Whiteville | NC | 28472 | T6670B02 | BRUNSWICK 23KV | WHITEVILLE 115KV | 34.2868 | -78.6981
DEP | Distribution | CHKLIST-1882 | N/A | 415 | 224-186-4764 | 752-931-3640 | Haywood Community College | Haywood Community College-Solar - Cancelled | Cancelled | 11LC20 | 4990 | [8 empty] | 8285654027 | Sean Barnett | Photovoltaic | Solar | 185 Freelander Dr | Clyde | NC | 28721 | T0651B01 | JONES COVE 24KV | LAKE JUNALUSKA 115KV | 35.5253 | -82.9284 | 2012-02-01
DEP | Distribution | CHKLIST-1860 |  | 446 | 686-882-9851 | 194-438-2199 | Paul Kazmer | Paul Kazmer - Solar | Pending | EDT59 | 77 | [8 empty] | (919) 469-3438 | Sean Barnett | Photovoltaic | Solar | 368 Harris Jones Road | Louisburg | NC | 27549 | T4930B03 | INGLESIDE 23KV | LOUISBURG 115KV
DEP | Distribution | Project 12696 |  |  |  |  | Horus North Carolina 8, LLC | Horus North Carolina 8, LLC - Solar | Pending System Impact Study |  | 4989 | [5 empty] | Renewable Energy and Preservation |  |  | (919) 219-1530 | Janet Robinson | Photovoltaic | Solar | 4924 Richlands Hwy | Jacksonville | NC | 28540 | T4108B03 | HIGHWAY 111 23KV | CATHERINE LAKE 230KV | 34.8102 | -77.5076
DEP | Distribution | Project 13516 |  |  |  |  | Wendell Solar Farm LLC | Wendell Solar Farm LLC - Solar | Pending Customer Response for IR |  | 5000 | [5 empty] | ESA Renewables |  |  | (321) 263-5601 | Edwin Malinowski | Photovoltaic | Solar | 2709 B Wendell Rd | Wendell | NC | 27591 |  |  |  | 35.736 | -78.3511
DEC | Distribution | CHKLIST-2822 |  |  | 1574298646 |  | Holiday Farms, LLC | Holiday Farms, LLC-Solar - Cancelled | Cancelled |  | 4500 | [5 empty] | Strata Solar, LLC |  |  | (919) 960-6015 | Jerry Barton | Photovoltaic | Solar | Webb Rd | Colfax | NC | 27235 | 09082410 |  | Kildare Ret 2410
DEC | Distribution | CHKLIST-2824 |  |  | 1340039135 |  | Ogunride Farm, LLC | Ogunride Farm, LLC-Solar - Cancelled | Cancelled |  | 4500 | [5 empty] | Strata Solar, LLC |  |  | (919) 960-6015 | Jerry Barton | Photovoltaic | Solar | Ostwalt Amity Rd & Cochran Farm Ln | Troutman | NC | 28166 | 80821208 |  | Triplett Ret 1208
DEC | Distribution | CHKLIST-2825 |  |  | 1634573884 |  | Bingham Farm, LLC | Bingham Farm, LLC-Solar - Withdrawn | Withdrawn |  | 4500 | [5 empty] | Strata Solar, LLC |  |  | (919) 960-6015 | Jerry Barton | Photovoltaic | Solar | 5306 N Carolina 8 | Lexington | NC | 27292 | 03231210 |  | N Winston Ret 1210
DEC | Distribution | CHKLIST-9083 |  |  | 2080758458 |  | Turner Smith Solar, LLC | Turner Smith Solar, LLC -Solar | Pending Final Interconnection Agreement |  | 4999 | [5 empty] | FLS Energy, Inc. |  |  | (828) 350-3993 | Christopher Grant | Photovoltaic | Solar | 7648 NC Highway 61 | Browns Summit | NC | 27214 | 09571202 |  | Monticello Ret 1202 | 36.2175 | -79.6059
DEC | Distribution | CHKLIST-2826 |  |  | 1565810019 |  | Dragstrip Farm, LLC | Dragstrip Farm, LLC-Solar | Energized |  | 4500 | [5 empty] | Strata Solar, LLC |  |  | (919) 960-7717 | Jerry Barton | Photovoltaic | Solar | 200 Old Dragstrip St | Hickory | NC | 28601 | 13191201 |  | Rhodhiss Ret 1201 | 35.591 | 81.416 | 2014-11-04
DEC | Distribution | CHKLIST-2827 |  |  | 1415278269 |  | Stout Farm, LLC | Stout Farm, LLC-Solar | Energized |  | 4500 | [5 empty] | Strata Solar, LLC |  |  | (919) 960-6015 | Jerry Barton | Photovoltaic | Solar | Redman Rd | Mebane | NC | 27302 | 11241201 |  | Efland Ret 1201 | 36.0816 | -79.1979 | 2014-11-20
DEC | Distribution | CHKLIST-2823 |  |  | 2074915018 |  | Bingham 2 Farm, LLC | Bingham 2 Farm, LLC-Solar - Cancelled | Cancelled |  | 4500 | [5 empty] | Strata Solar, LLC |  |  | (919) 960-6015 | Jerry Barton | Photovoltaic | Solar | 200 Leggett Road | Linwood | NC | 27299 | 21112402 |  | Linwood SS 2402
DEC | Distribution | Project 13527 |  |  |  |  | Tomlin Mill Solar LLC | Tomlin Mill Solar LLC - Solar | IR 3 Day Letter Sent |  | 4992 | [5 empty] | Headwaters Solar |  |  | (828) 251-0467 | Edwin Malinowski | Photovoltaic | Solar | 800 Tomlin Mill Rd | Statesville | NC | 28625 |  |  |  | 35.5457 | -80.504
DEC | Distribution | CHKLIST-12003 |  |  | 1543245464 |  | Miracle Hill Ministries Inc - 1543245464 | Miracle Hill Ministries Inc - 1543245464 | Pending Final Interconnection Agreement |  | 26.4 | [5 empty] | Gregory Electric Company |  |  | (864) 268-4357 | Edwin Malinowski | Photovoltaic | Solar | 189 N Forest St | Spartanburg | SC | 29301 | 60040402 |  | Liberty St Ret 0402 | 34.9495 | -81.9412
DEC | Distribution | CHKLIST-0858 |  |  | 1578095213 |  | Lotus Solar, LLC | Lotus Solar, LLC-Solar | Energized |  | 4000 | [5 empty] | FLS Energy, Inc. |  |  | (480) 924-5519 | Philisha Kirkpatrick | Photovoltaic | Solar | 7391 R1 Howerton Rd | Elon | NC | 27406 | 11172405 |  | Frieden Ret 2405 | 36.1389 | -79.5406 | 2014-12-03
DEC | Distribution | CHKLIST-12004 |  |  | 0003481314 |  | Miracle Hill Ministries Inc - 0003481314 | Miracle Hill Ministries Inc - 0003481314 - Solar | Pending Final Interconnection Agreement |  | 28 | [5 empty] | Gregory Electric Company |  |  | (864) 268-4357 | Jerry Barton | Photovoltaic | Solar | 575 W Washington St | Greenville | SC | 29601 | 02311207 |  | Hudson St Ret 1207 | 34.8532 | -82.4076
DEC | Distribution | CHKLIST-9082 |  |  | 1245985807 |  | Volt Solar, LLC | Volt Solar, LLC- Solar - Withdrawn | Withdrawn |  | 5000 | [5 empty] | Green State Power |  |  | (336) 416-9382 | Vinita Moore | Photovoltaic | Solar | 9101 Harrisburg Rd. | Charlotte | NC | 28215 | 01332405 |  | Wilgrove Ret 2405 | 35.2341 | -80.6729
DEP | Distribution | CHKLIST-12101 |  |  |  |  | Redwing Solar LLC | Redwing Solar LLC - Solar | System Impact Study In Progress |  | 2000 | [5 empty] | Solbridge |  |  | (843) 906-4759 | Sean Barnett | Photovoltaic | Solar | Timmonsville Hwy | Darlington | SC | 29532 | T2714B12 | CHESTNUT STREET 24 KV | DARLINGTON PINEVILLE ROAD 115KV | 34.2744 | -79.8846
DEC | Distribution | CHKLIST-11230 |  |  | 1992278015 |  | Dolgencorp, LLC - 1992278015 | Dolgencorp, LLC - 1992278015 - Solar - Withdrawn | Withdrawn |  | 40 | [5 empty] | Renewvia Energy Corporation |  |  | (615) 855-4634 | Christopher Grant | Photovoltaic | Solar | 1005 S Mechanic St | Pendleton | SC | 29670 | 25131202 |  | Pendleton Ret 1202 | 34.6349 | -82.7831
DEP | Distribution | CHKLIST-8078 | 593 | CHKLIST 8078 | 287-762-1397 | 007-057-1906 | Wortham Solar Farm, LLC | Wortham Solar Farm, LLC - Solar | Under Construction |  | 5000 | [5 empty] | Entropy Limited |  |  | 98029872881 | William Winslow | Photovoltaic | Solar | 2527 US 1-158 Highway N. | Henderson | NC | 27537 | T4770B01 | GREYSTONE 23KV | HENDERSON NORTH 115KV | 36.3514 | -78.3774
DEC | Distribution | CHKLIST-11148 |  |  | 1909399869 |  | Consumer Link, Inc | Consumer Link, Inc - Solar | Energized |  | 28 | [5 empty] | Baker Renewable Energy |  |  | (770) 350-0075 | Christopher Grant | Photovoltaic | Solar | 5175 Highgate Dr | Durham | NC | 27713 | 14202410 |  | Garrett Rd Ret 2410 | 35.9111 | -78.9441 | 2016-06-22
DEC | Distribution | CHKLIST-9157 |  |  | 1107161716 |  | Daniel Solar, LLC | Daniel Solar, LLC - Solar | Pending Final Interconnection Agreement |  | 4999 | [5 empty] | FLS Energy, Inc. |  |  | (828) 350-3993 | Christopher Grant | Photovoltaic | Solar | 493 Daniel Rd | Mocksville | NC | 27028 | 03552402 |  | Mocksville Main 2402 | 35.8505 | -80.5675
DEC | Distribution | CHKLIST-11149 |  |  | 1087011364 |  | FTS DevCO, LLC - Sol Azul Solar | FTS DevCO, LLC - Sol Azul Solar - Solar - Withdrawn | Cancelled |  | 10000 | [5 empty] | FTS DevCo LLC |  |  | (415) 872-0764 | Jerry Barton | Photovoltaic | Solar | Old York Rd | York | SC | 29745 | 72321201 |  | Newport Ret 1201 | 34.9955 | -81.1191
DEP | Distribution | CHKLIST-11152 |  |  |  |  | FTS DevCO, LLC - Clarendon Solar A | FTS DevCO, LLC - Clarendon Solar A - Solar - Withdrawn | Withdrawn |  | 3000 | [8 empty] | (415) 872-0764 | Sean Barnett | Photovoltaic | Solar | Mayzek St | Summerton | SC | 29148 | T3965B02 | PINEWOOD-PAXVILLE 23KV | SUMMERTON 230KV | 33.6168 | -80.3592
DEC | Distribution | CHKLIST-11150 |  |  | 1945877377 |  | FTS DevCO, LLC - Vista Solar | FTS DevCO, LLC - Vista Solar - Solar - Withdrawn | Cancelled |  | 10000 | [5 empty] | FTS DevCo LLC |  |  | (415) 872-0764 | Jerry Barton | Photovoltaic | Solar | Hwy 259 | Anderson | SC | 29624 | 04311201 |  | Flat Rock Ret 1201 | 34.4403 | -82.6645
DEC | Distribution | CHKLIST-11325 |  |  | 1469603258 |  | Freeman Gas Co- Account 1469603258 | Freeman Gas Co- Account 1469603258 - Solar | Pending Fast Track Review |  | 74.4 | [5 empty] | Hannah Solar LLC |  |  | (864) 580-1035 | Kelly Duke | Photovoltaic | Solar | 113 Peak Rd | Roebuck | SC | 29376 | 60511203 |  | Southport Rd Ret 1203 | 34.9078 | -81.9604
DEC | Distribution | CHKLIST-3546 |  |  | 1187785662 |  | DI Group LLC | DI Group LLC - Solar | Energized |  | 101.2 | [8 empty] | (919) 225-1432 | Philisha Kirkpatrick | Photovoltaic | Solar | 2517 Guess Rd | Durham | NC | 27705 | 14251202 |  | Ellerbee Ret 1202 | 36.0349 | -78.9288 | 2014-06-06
DEC | Distribution | CHKLIST-9363 |  |  | 1430536901 |  | Urbino Properties LLC | Urbino Properties LLC - Solar | Energized |  | 95.2 | [5 empty] | Green State Power |  |  | (336) 970-4003 | Christopher Grant | Photovoltaic | Solar | 2975 Cole Rd | Winston Salem | NC | 27107 | 03101206 |  | Fiddlers Creek Ret 1206 | 36.0534 | -80.1678 | 2015-12-22
DEP | Distribution | CHKLIST-11335 |  |  |  |  | Cougar Solar, LLC- Sanford NC | Cougar Solar, LLC - Sanford, NC - Solar | System Impact Study In Progress |  | 1999 | [5 empty] | Cypress Creek Renewables, LLC | Don | Nista | (310) 581-6299 | Sean Barnett | Photovoltaic | Solar | 1600 Washington Ave | Sanford | NC | 27331 | T2432B04 | SOUTH HORNER 23KV | SANFORD GARDEN STREET 230KV | 35.4631 | -79.1822
DEC | Distribution | CHKLIST-11336 |  |  | 1753207464 |  | Dogwood Ridge Farm, LLC | Dogwood Ridge Farm, LLC - Solar | Pending Customer Response for Study |  | 60 | [5 empty] | ResComm Development LLC |  |  | (864) 923-2952 | Christopher Grant | Photovoltaic | Solar | 425 Roper Rd. | Laurens | SC | 29360 | 07482401 |  | Trinity Ridge Ret 2401 | 34.4379 | -81.9975
DEC | Distribution | CHKLIST-9188 |  |  | 1760991081 |  | Frieden Church Solar, LLC | Frieden Church Solar, LLC - Solar - Withdrawn | Withdrawn |  | 4080 | [5 empty] | FLS Energy, Inc. |  |  | (828) 350-3993 | Bryan Griffin | Photovoltaic | Solar | 6612 Frieden Church Rd | Gibsonville | NC | 27249 | 11031201 |  | Gibsonville Dist 1201 | 36.1347 | -79.5879
DEC | Distribution | CHKLIST-8219 |  |  | 2094139969 |  | 233 Randolph 74 Solar 1 LLC | 233 Randolph 74 Solar 1 LLC - Solar | Facility Study In Progress |  | 2000 | [5 empty] | The Adams Group | Graham | Adams | (980) 254-7823 | Kelly Duke | Photovoltaic | Solar | 2204 Randolph Rd | Shelby | NC | 28105 | 16701203 |  | Blanton Ret 1203 | 35.3091 | -81.5892
DEC | Distribution | CHKLIST-9191 |  |  | 1240457428 |  | Pine Solar, LLC | Pine Solar, LLC - Solar - Withdrawn | Withdrawn |  | 5010 | [5 empty] | FLS Energy, Inc. |  |  | (828) 350-3993 | Kelly Duke | Photovoltaic | Solar | 345 Mt Pleasant Church Rd | Forest City | NC | 28043 | 15161202 |  | Paradise Ret 1202 | 35.3027 | -81.8388
DEP | Distribution | CHKLIST-11379 |  |  |  |  | Atkinson Solar II LLC | Atkinson Solar II LLC - Solar | Fast Track Review In Progress |  | 1990 | [5 empty] | Solbridge |  |  | (843) 906-4759 | Sean Barnett | Photovoltaic | Solar | Between Jackson Store Rd & S Corn Mill Rd | Beulaville | NC | 28518 | T5490B01 | BEULAVILLE 23KV | BEULAVILLE 115KV | 34.8978 | -77.7907
DEP | Distribution | CHKLIST-9211 |  |  |  |  | Whiskey Solar, LLC | Whiskey Solar, LLC - Solar | System Impact Study In Progress |  | 5010 | [5 empty] | FLS Energy, Inc. |  |  | (828) 350-3993 | Sean Barnett | Photovoltaic | Solar | 105 S. Whiskey Rd. | Candor | NC | 27229 | T1850B02 | BRUTONVILLE 23KV | CANDOR 115KV | 35.293 | -79.7441
DEP | Distribution | CHKLIST-11261 | 625 |  | 6132161966 |  | IMC Investments, LLC | IMC Investments, LLC - Solar | Under Construction |  | 84 | [5 empty] | SUNDANCE POWER - 1269613869 |  |  | (828) 645-2080 | Sean Barnett | Photovoltaic | Solar | 2000 Riverside Drive | Asheville | NC | 28804 | T0510B11 | CRAGGY 24KV | ELK MOUNTAIN 115KV | 35.6377 | -82.5978 | 2016-06-01
DEP | Distribution | CHKLIST-11271 |  |  |  |  | Arres, LLC - AR710 | Arres, LLC - AR710 - Solar | Pending |  | 10000 | [5 empty] | Arres LLC |  |  | (504) 261-3139 | Sean Barnett | Photovoltaic | Solar | 2700 Cale Lane | Olanta | SC | 29124 | T3040B01 | OLANTA NORTH 23KV | OLANTA 230KV | 33.9982 | -79.9592
DEC | Distribution | CHKLIST-11286 |  |  | 1601430108 |  | Greenville Drive System | Greenville Drive System - Solar | Pending Final Interconnection Agreement |  | 216 | [5 empty] | Hannah Solar LLC |  |  | (864) 650-2368 | Kelly Duke | Photovoltaic | Solar | 945 South Main St | Greenville | SC | 29601 | 02311204 |  | Hudson St Ret 1204 | 34.8431 | -82.409
DEC | Distribution | CHKLIST-9365 |  |  | 1389241539 |  | Peanut Solar, LLC | Peanut Solar, LLC - Solar | System Impact Study In Progress |  | 4800 | [5 empty] | Birds Eye Energy |  |  | (704) 665-5978 | Jerry Barton | Photovoltaic | Solar | Hidden Acre Dr. | Shelby | NC | 28150 | 16541203 |  | Buffalo Creek Ret 1203 | 35.3896 | -81.4998
DEC | Distribution | CHKLIST-3554 |  |  | 4276666 |  | Blakey Hall | Blakey Hall- Solar - 3rd Install | Energized |  | 72.08 | [5 empty] | NC Solar Now, Inc. | Luke | Uherek | (336) 506-2032 | Philisha Kirkpatrick | Photovoltaic | Solar | 501 Blakey Hall LN | Elon | NC | 27244 | 11172408 |  | Frieden Ret 2408 |  |  | 2014-09-09
DEC | Distribution | CHKLIST-9181 |  |  | 1533847666 |  | Rowan Solar LLC | Rowan Solar NC LLC - Solar | Pending Construction |  | 1999 | [8 empty] | (404) 496-4100 | Christopher Grant | Photovoltaic | Solar | 611 Peeler Rd | Salisbury | NC | 28147 | 21061210 |  | Sumner Ret 1210 | 35.6146 | -80.522
DEP | Distribution | CHKLIST-11354 |  |  |  |  | Atlantic Solar LLC | Atlantic Solar LLC - Solar | Pending System Impact Study |  | 1000 | [5 empty] | Solbridge |  |  | (843) 906-4759 | Sean Barnett | Photovoltaic | Solar | Lucius Rd and SC-57 intersection | Dillon | SC | 28536 | T2745B01 | DILLON MAPLE VILLAGE 23KV | DILLON MAPLE 230KV | 34.3994 | -79.3596
DEP | Distribution | CHKLIST-11344 |  |  |  |  | Boston Farm, LLC | Boston Farm, LLC - Solar | System Impact Study In Progress |  | 4998 | [5 empty] | Strata Solar, LLC |  |  | (919) 960-6015 | Sean Barnett | Photovoltaic | Solar | 7778 Boston Rd | Roxboro | NC | 27574 | T5235B02 | NORTH PARK 23KV | ROXBORO BOWMANTOWN ROAD 230KV | 36.285 | -78.5522
DEC | Distribution | CHKLIST-9183 |  |  | 1398044958 |  | Catawba Green Step Solar, LLC | Catawba Green Step Solar, LLC - Solar | Energized |  | 598 | [5 empty] | Sundance Power Systems | Cody | Kelly | (828) 645-2080 | Kelly Duke | Photovoltaic | Solar | 2300 W. Innes St | Salisbury | NC | 28144 | 21021204 |  | Statesville Rd Ret 1204 | 35.6913 | -80.4819 | 2015-12-22
DEC | Distribution | CHKLIST-11172 |  |  | 1936116568 |  | SoCore SC Development, LLC - 151 Horseshoe Cir | SoCore SC Development LLC - 151 Horseshoe Cir - Solar | Pending Customer Response for Study |  | 1980 | [5 empty] | SoCore Energy, LLC |  |  | (773) 913-4404 | Christopher Grant | Photovoltaic | Solar | 151 Horseshoe Cir | Chesnee | SC | 29323 | 60251201 |  | Chesnee Ret 1201 | 35.1647 | -81.8723
DEP | Distribution | CHKLIST-11178 |  |  |  |  | Redbud Solar LLC | Redbud Solar LLC - Solar | Pending Fast Track Review |  | 1000 | [5 empty] | NARENCO |  |  | (704) 200-2916 | Sean Barnett | Photovoltaic | Solar | 10760-10812 Hemingway Hwy | Kingstree | SC | 29556 | T2930B03 | LEXINGTON AVENUE 23KV | KINGSTREE 230KV | 33.6738 | -79.7954
DEP | Distribution | CHKLIST-11370 |  |  |  |  | Lane Solar Farm II LLC | Lane Solar Farm II LLC - Solar | Pending System Impact Study |  | 4990 | [5 empty] | Solbridge |  |  | (843) 906-4759 | Sean Barnett | Photovoltaic | Solar | Hollowell Rd & Old Smithfield Rd | Goldsboro | NC | 27530 | T5752B13 | ROSEWOOD 24KV | ROSEWOOD 115KV | 35.2358 | -78.3107
DEP | Distribution | CHKLIST-9196 |  |  |  |  | Henry Gibson Solar, LLC | Henry Gibson Solar, LLC - Solar | System Impact Study In Progress |  | 5040 | [5 empty] | FLS Energy, Inc. |  |  | (828) 350-3993 | Sean Barnett | Photovoltaic | Solar | 8081 Henry Gibson Rd | Gibson | NC | 28343 | T2181B05 | GIBSON 23KV | LAUREL HILL 230KV | 34.7776 | -79.57
DEP | Distribution | CHKLIST-9198 |  |  |  |  | South Creek Solar, LLC | South Creek Solar, LLC - Solar | System Impact Study In Progress |  | 5499 | [5 empty] | FLS Energy, Inc. |  |  | (828) 350-3993 | Sean Barnett | Photovoltaic | Solar | 850 South Creek Rd | Orrum | NC | 28369 | T1980B01 | FAIRMONT CENTRAL 23KV | FAIRMONT 115KV | 34.4764 | -78.9963
DEP | Distribution | CHKLIST-8237 |  |  |  |  | Tubbs Farm LLC | Tubbs Farm LLC - Solar | Pending Customer Response for Study |  | 5000 | [5 empty] | Strata Solar, LLC |  |  | (919) 960-6015 | Sean Barnett | Photovoltaic | Solar | 1221 E. New Bern Rd | Kinston | NC | 28501 | T4136B12 | SOUTH KINSTON 24KV | DOVER 230KV | 35.2344 | -77.558
DEP | Distribution | CHKLIST-9195 |  |  |  |  | Bacon Solar, LLC | Bacon Solar, LLC - Solar - Withdrawn | Withdrawn |  | 5040 | [5 empty] | FLS Energy, Inc. |  |  | (828) 350-3993 | Bryan Griffin | Photovoltaic | Solar | 9618 NC-57 | Rougemont | NC | 27572 | T4555B01 | ROUGEMONT 23KV | BAHAMA 230KV | 36.2271 | -78.9638
DEC | Distribution | CHKLIST-3603 |  |  | 1868860940 |  | GP Supply Company LLC | GP Supply Company LLC- Solar | Pending |  | 42.83 | [8 empty] | (336) 274-7615 | Janet Robinson | Photovoltaic | Solar | 501 E. Washington St | Greensboro | NC | 27401 | 09042405 |  | Randolph Ave Ret 2405 | 36.0702 | -79.7832
DEP | Distribution | Project 13526 |  |  |  |  | Catherine Lake Solar LLC | Catherine Lake Solar LLC - Solar | Pending Customer Response for IR |  | 4992 | [5 empty] | Headwaters Solar |  |  | (828) 251-0467 | Edwin Malinowski | Photovoltaic | Solar | 1141 Pony Farm Rd | Jacksonville | NC | 28540 |  |  |  | 34.4762 | -77.2944
DEC | Distribution | CHKLIST-9706 |  |  | 1660345320 |  | Sanchez 18 Solar, LLC | Sanchez 18 Solar, LLC - Solar | Pending Customer Response for Study |  | 1990 | [5 empty] | McBride Energy Services |  |  | (571) 228-5105 | Jerry Barton | Photovoltaic | Solar | 1312 Old Pageland-Marshville Rd | Marshville | NC | 28103 | 72542414 |  | Beaver Dam Ret 2414 | 34.9628 | -80.3858
DEC | Distribution | CHKLIST-0672 |  |  | 2124911081 |  | JDC Manufacturing, LLC | JDC Manufacturing, LLC-Solar-2nd Installation - Cancelled | Cancelled |  | 90 | [5 empty] | SolarDyneNC | Tilden | Hagen | 336-202-9396 | Philisha Kirkpatrick | Photovoltaic | Solar | 1704 Barnes St | Reidsville | NC | 27320 | 17011206 |  | Reidsville Ret 1206 |  |  | 2011-12-28
DEC | Distribution | CHKLIST-3670 |  |  | 1441175767 |  | Advanced Technology | Advanced Technology - Solar | Energized |  | 258 | [5 empty] | Baker Renewable Energy |  |  | (336) 668-0488 | Vinita Moore | Photovoltaic | Solar | 6106 W Market St | Greensboro | NC | 27409 | 09092405 |  | Friendship Ret 2405 | 36.0762 | -79.9073 | 2014-09-08
DEC | Distribution | CHKLIST-9079 |  |  | 1233595137 |  | Wilkesboro Solar, LLC | Wilkesboro Solar, LLC- Solar - Withdrawn | Withdrawn |  | 5000 | [5 empty] | Green State Power |  |  | (336) 446-9382 | Vinita Moore | Photovoltaic | Solar | Liberty Grove Church Rd. SR 2333 | North Wilkesboro | NC | 28659 | 44031206 |  | Fairplains Ret 1206 | 36.1585 | -81.1476
DEC | Distribution | CHKLIST-9076 |  |  | 1232940334 |  | Rowan Solar, LLC- Parcel ID# 762 006 Graham Rd | Rowan Solar, LLC- Parcel ID# 762 006 Graham Rd - Solar | Cancelled |  | 2500 | [5 empty] | Sundance Power Systems, Inc. | Kevin | Quinn | (973) 214-6255 | Christopher Grant | Photovoltaic | Solar | Parcel ID# 762 006 Graham Rd | Mount Ulla | NC | 28125 | 80081205 |  | Cleveland Ret 1205 | 35.6416 | -80.6772
DEP | Distribution | CHKLIST-11330 |  |  |  |  | Wyse Fork Solar Farm, LLC | Wyse Fork Solar Farm, LLC - Solar | Pending System Impact Study |  | 1998 | [5 empty] | ESA Renewables |  |  | (407) 268-6455 | Sean Barnett | Photovoltaic | Solar | 6778 Wyse Fork Raod | Dover | NC | 28526 | T4136B11 | DOVER 24KV | DOVER 230KV | 35.2123 | -77.5012
DEP | Distribution | CHKLIST-11337 |  |  |  |  | Charity Solar Farm, LLC | Charity Solar Farm, LLC - Solar | Pending System Impact Study |  | 1998 | [5 empty] | ESA Renewables |  |  | (407) 494-4547 | Sean Barnett | Photovoltaic | Solar | West Charity Road | Rose Hill | NC | 28458 | T4285B02 | MAGNOLIA 23KV | ROSE HILL 230KV | 34.8241 | -77.9683
DEP | Distribution | CHKLIST-11349 |  |  | 4865910691 |  | Aldi Inc - NM - Account 4865910691 | Aldi Inc - NM - Account 4865910691 | Pending Supplemental Review |  | 72 | [5 empty] | Delta Solar Inc/Mid Atlantic Installations |  |  | (704) 642-0023 | Sean Barnett | Photovoltaic | Solar | 2132 S Main St | Wake Forest | NC | 27587 | T4686B12 | RICHLAND CREEK 24KV | FALLS 230KV | 35.9484 | -78.5355
DEP | Distribution | CHKLIST-11353 |  |  |  |  | Abbot Solar, LLC | Abbot Solar, LLC - Solar | Pending System Impact Study |  | 2000 | [5 empty] | Sustainable Energy Solutions |  |  | (843) 906-4759 | Sean Barnett | Photovoltaic | Solar | SW of Manning at the Intersection of Raccoon Rd & Alex Harvin Hwy/301 | Manning | SC | 29102 | T3750B02 | MANNING 23KV | MANNING 115KV | 33.6784 | -80.2403
DEP | Distribution | CHKLIST-11352 |  |  | 4814428670 |  | Aldi Inc - NM - Account 4814428670 | Aldi Inc- Account 4814428670 - Solar | Pending System Impact Study |  | 68 | [5 empty] | Delta Solar Inc/Mid Atlantic Installations |  |  | (704) 642-0023 | Sean Barnett | Photovoltaic | Solar | 2900 Sunrise Valley Ln | Raleigh | NC | 28146 | T5000B45 | ROGERS LANE 23KV | MILBURNIE 230KV | 35.7939 | -78.5473
DEC | Distribution | CHKLIST-11351 |  |  | 1867113195 |  | Aldi (NC) LLC - NM -Acct 1867113195 | Aldi (NC) LLC - NM - 1867113195 - Solar | Pending Supplemental Review |  | 68 | [5 empty] | Delta Solar Inc/Mid Atlantic Installations |  |  | (704) 642-0023 | Christopher Grant | Photovoltaic | Solar | 7906 NC Highway 751 | Durham | NC | 27713 | 14202409 |  | Garrett Rd Ret 2409 | 35.9005 | -78.9601
DEC | Distribution | CHKLIST-8208 |  |  | 1795937980 |  | 232 Long Branch 29 Solar I, LLC | 232 Long Branch 29 Solar, LLC - Solar | Facility Study In Progress |  | 2000 | [5 empty] | The Adams Group | Graham | Adams | (980) 254-7823 | Kelly Duke | Photovoltaic | Solar | 2245 S. Lafayette St | Shelby | NC | 28152 | 16861201 |  | Christopher Rd Ret 1201 | 35.2302 | -81.5659
DEC | Distribution | CHKLIST-8206 |  |  | 1847816816 |  | Blue Bright Ventures, LLC | Blue Bright Ventures, LLC - Solar | Energized |  | 84 | [5 empty] | Baker Renewable Energy - Raleigh |  |  | (919) 971-1377 | Kelly Duke | Photovoltaic | Solar | 3716 Erwin Rd | Durham | NC | 27705 | 14031210 |  | Crest St Ret 1210 | 36.0005 | -78.9677 | 2015-08-14
DEC | Distribution | CHKLIST-11376 |  |  | 1991893811 |  | Dolgencorp LLC 1991893811 | Dolgencorp LLC 1991893811 - Solar - Withdrawn | Withdrawn |  | 40 | [5 empty] | Renewvia Energy Corporation |  |  | (615) 855-4634 | Christopher Grant | Photovoltaic | Solar | 855 WO Ezell Blvd | Spartanburg | SC | 29301 | 60051205 |  | Hampton Ave Ret 1205 | 34.9408 | -81.956
DEC | Distribution | CHKLIST-11375 |  |  | 1736777229 |  | Dolgencorp LLC 1736777229 | Dolgencorp LLC 1736777229 - Solar - Withdrawn | Withdrawn |  | 40 | [5 empty] | Renewvia Energy Corporation |  |  | (615) 855-4634 | Christopher Grant | Photovoltaic | Solar | 605 W Front St | Iva | SC | 29655 | 04110401 |  | Iva SS 0401 | 34.3061 | -82.6646
DEC | Distribution | CHKLIST-11374 |  |  | 1177346207 |  | Dolgencorp LLC 1177346207 | Dolgencorp LLC 1177346207 - Solar - Withdrawn | Withdrawn |  | 40 | [5 empty] | Renewvia Energy Corporation |  |  | (615) 855-4634 | Christopher Grant | Photovoltaic | Solar | 1109 Deadfall Rd W | Greenwood | SC | 29649 | 07291203 |  | Forest Hill Ret 1203 | 34.2386 | -82.2086
DEC | Distribution | CHKLIST-11373 |  |  | 0004732386 |  | Dolgencorp LLC 0004732386 | Dolgencorp LLC 0004732386 - Solar - Withdrawn | Withdrawn |  | 40 | [5 empty] | Renewvia Energy Corporation |  |  | (615) 855-4634 | Christopher Grant | Photovoltaic | Solar | 550 E Main St | Duncan | SC | 29334 | 08161203 |  | Lelia Ret 1203 | 34.9296 | -82.1245
DEC | Distribution | CHKLIST-11377 |  |  | 2090909152 |  | Dolgencorp LLC 2090909152 | Dolgencorp LLC 2090909152 - Solar - Withdrawn | Withdrawn |  | 40 | [5 empty] | Renewvia Energy Corporation |  |  | (615) 855-4634 | Christopher Grant | Photovoltaic | Solar | 607 S Hampton St | Kershaw | SC | 29067 | 72670401 |  | Kershaw Ret 0401 | 34.5386 | -80.5821
DEP | Distribution | CHKLIST-9214 | 631 |  | 625-324-7354 | 856-353-0156 | Perkins Solar, LLC | Perkins Solar, LLC - Solar | Under Construction |  | 1998 | 1 |  |  |  |  | Cypress Creek Renewables, LLC | Don | Nista | (310) 581-6299 | Phillip Cathcart | Photovoltaic | Solar | 465 Cavel Chub Lake Road | Roxboro | NC | 27574 | T5240B14 | ROXBORO NORTH 23KV | ROXBORO 115KV | 36.4399 | -78.9698
DEP | Distribution | CHKLIST-9708 |  |  |  |  | Terrell Solar Farm, LLC | Terrell Solar Farm, LLC- Solar | Pending System Impact Study |  | 4250 | [5 empty] | Entropy Solar |  |  | (704) 936-5018 | Sean Barnett | Photovoltaic | Solar | 778 Newton Dairy Road | Henderson | NC | 27537 | T4770B03 | HENDERSON N INDUSTRIAL 23KV | HENDERSON NORTH 115KV | 36.3362 | -78.3752
DEC | Distribution | CHKLIST-0857 |  |  | 1393570750 |  | Kristen Energy,LLC | Kristen Energy,LLC-Solar - Withdrawn | Withdrawn |  | 4000 | [5 empty] | Sunlight Partners |  |  | (480) 924-5519 | Philisha Kirkpatrick | Photovoltaic | Solar | 2382 Alamance Church Rd | Greensboro | NC | 27406 | 09411208 |  | Tabernacle Church Ret 1208
DEC | Distribution | CHKLIST-0526 |  |  | 1934884219 |  | Spectrum Building Company, Inc. | Spectrum Building Company, Inc.- Solar - Cancelled | Cancelled |  | 21 | [5 empty] | Freedom Energy Solutions | Wendy Sue | Groninger | (704) 660-1044 | Vinita Moore | Photovoltaic | Solar | 142 S Cardigan Way Suite F | Mooresville | NC | 28117 | 80731202 |  | Deerfield Ret 1202
DEC | Distribution | CHKLIST-0854 |  |  | 1779082957 |  | Big Boy Solar, LLC | Big Boy Solar, LLC-Solar | Energized |  | 3000 | [5 empty] | FLS Energy, Inc. |  |  | (480) 924-5519 | Philisha Kirkpatrick | Photovoltaic | Solar | 6021 Burlington Rd | Gibsonville | NC | 27249 | 11172406 |  | Frieden Ret 2406 | 36.0779 | -79.6339 | 2014-12-03
DEC | Distribution | CHKLIST-0856 |  |  |  |  | Emily Energy, LLC-NM | Emily Energy,LLC-Solar-Withdrawn | Withdrawn |  | 5000 | [5 empty] | Sunlight Partners |  |  | (480) 924-5519 | Philisha Kirkpatrick | Photovoltaic | Solar | 5135 Liberty Rd | Greensboro | NC | 27406 | 09052404 |  | Vandalia Ret 2404
DEC | Distribution | CHKLIST-0673 |  |  | 1146595299 |  | Greensboro Plumbing Supply | Greensboro Plumbing Supply-Solar | Energized |  | 50 | [5 empty] | SolarDyneNC | Tilden | Hagen | (336) 274-7615 | Philisha Kirkpatrick | Photovoltaic | Solar | 501 E. Washington St. | Greensboro | NC | 27401 | 09042405 |  | Randolph Ave Ret 2405 | 36.0702 | -79.7832 | 2011-12-29
DEC | Distribution | CHKLIST-0859 |  |  |  |  | Mack Solar, LLC | Mack Solar, LLC-Solar-Withdrawn | Withdrawn |  | 5000 | [5 empty] | Sunlight Partners |  |  | (480) 924-5519 | Philisha Kirkpatrick | Photovoltaic | Solar | 5922 Davis Mill Rd | Greensboro | NC | 27406 | 09791202 |  | Pleasant Garden Ret 1202
DEP | Distribution | CHKLIST-9074 |  |  |  |  | Red Toad Phase 2 Cleveland Road, LLC | Red Toad Phase 2 Cleveland Road, LLC -Solar - Withdrawn | Withdrawn |  | 2000 | [5 empty] | Red Toad, Inc | Reynaldo | Rodriguez | (407) 620-6206 | Vinita Moore | Photovoltaic | Solar | 4188 Cleveland Rd | Smithfield | NC | 27577 | T5970B06 | FIELDCREST 23KV | SELMA 230KV | 35.5463 | -78.4498
DEP | Distribution | CHKLIST-9073 |  |  |  |  | Red Toad Phase 2 Buffalo Road, LLC | Red Toad Phase 2 Buffalo Road, LLC - Solar | Pending Fast Track Review |  | 2000 | [5 empty] | Red Toad, Inc | Reynaldo | Rodriguez | (407) 620-6206 | Sean Barnett | Photovoltaic | Solar | 4451 Buffalo Road | Selma | NC | 27576 | T5385B02 | GLENDALE 24KV | WILSON MILLS 230KV | 35.5556 | -78.2977
DEC | Distribution | CHKLIST-11235 |  |  | 2057587199 |  | SoCore SC Development LLC - Wilson Creek | SoCore SC Development LLC - Wilson Creek - Solar - Withdrawn | Withdrawn |  | 1980 | [5 empty] | SoCore Energy, LLC |  |  | (773) 913-4404 | Kelly Duke | Photovoltaic | Solar | 325 1st Ave | Starr | SC | 29684 | 04151201 |  | Starr Ret 1201 | 34.3742 | -82.6849
DEP | Distribution | Project 12748 |  |  | 0486722226 |  | McCall Farms Inc 0486722226 | McCall Farms Inc 0486722226 - Solar | Pending Fast Track Review |  | 532 | [5 empty] | Inman Solar |  |  | (843) 662-5243 | Sean Barnett | Photovoltaic | Solar | 6615 S Irby St | Effingham | SC | 29541 | T3107B13 | ELIM 24KV | SARDIS 230KV | 34.0587 | -79.7575
DEC | Distribution | Project 12751 |  |  |  |  | Wentworth Farm, LLC | Wentworth Farm, LLC - Solar | Pending System Impact Study |  | 5000 | [5 empty] | Strata Solar, LLC |  |  | (919) 960-6015 | Donna Burford | Photovoltaic | Solar | 199 Tom Cat Trail | Reidsville | NC | 27320 | 17031212 |  | Wentworth Ret 1212 | 36.4071 | -79.7517
DEC | Distribution | CHKLIST-0918 |  |  | 2096811861 |  | Moore Solar Farm, LLC - 190 Waynick Rd | Moore Solar Farm, LLC - 190 Waynick Rd - Solar | Energized |  | 4950 | [5 empty] | Strata Solar, LLC |  |  | (919) 960-6015 | Philisha Kirkpatrick | Photovoltaic | Solar | 190 Waynick Rd | Reidsville | NC | 27320 | 17191202 |  | Waynick Rd Ret 1202 | 36.275 | -79.765 | 2013-12-05
DEC | Distribution | Project 13068 |  |  | 1872666884 |  | Bunty LLC | Bunty LLC - 1872666884 - Solar | IR 3 Day Letter Sent |  | 35.72 | [5 empty] | SolFarm Solar Company |  |  | (864) 752-1244 | Janet Robinson | Photovoltaic | Solar | 444 Fairforest Way | Greenville | SC | 29607 | 02351209 |  | Laurel Creek Ret 1209 | 34.7906 | -82.3489
DEP | Distribution | CHKLIST-9070 |  |  |  |  | Red Toad Powatan Road Phase 2 LLC | Red Toad Powatan Road Phase 2 LLC - Solar | Pending Fast Track Review |  | 2000 | [5 empty] | Red Toad, Inc | Reynaldo | Rodriguez | (407) 620-6206 | Sean Barnett | Photovoltaic | Solar | 1425 A Powatan Rd | Clayton | NC | 27577 | T5385B01 | WILSON MILLS 24KV | WILSON MILLS 230KV | 35.6014 | -78.9721
DEP | Distribution | Project 12690 |  |  |  |  | Beckwith Solar LLC | Beckwith Solar LLC - Solar | System Impact Study In Progress |  | 5000 | [5 empty] | Cypress Creek Renewables, LLC | Don | Nista | (310) 581-6299 | Sean Barnett | Photovoltaic | Solar | 469 Carolina Rd | Tabor City | NC | 28463 | T6630B01 | TABOR CITY 23KV | TABOR CITY 115KV
DEC | Distribution | CHKLIST-11220 |  |  | 1082759908 |  | Dolgencorp, LLC - 1082759908 | Dolgencorp, LLC - 1082759908 - Solar - Withdrawn | Withdrawn |  | 40 | [5 empty] | Renewvia Energy Corporation |  |  | (615) 855-4634 | Christopher Grant | Photovoltaic | Solar | 5804 Hwy 76 | Pendleton | SC | 29349 | 04141203 |  | Sandy Springs Ret 1203 | 34.5963 | -82.7505
DEP | Distribution | CHKLIST-8693 | 669 |  | 047-648-1882 | 525-852-4684 | Heedeh Solar LLC | Heedeh Solar LLC - Solar | Pending Facilities Study |  | 4500 | [5 empty] | Sunlight Partners |  |  | (480) 582-1540 | William Winslow | Photovoltaic | Solar | 487 Brinkley Rd. | Delco | NC | 28436 | T6250B02 | DELCO 23KV | DELCO 115KV | 34.3088 | -78.2215
DEP | Distribution | CHKLIST-8893 |  |  |  |  | Bladenboro Farm 2 LLC | Bladenboro Farm 2 LLC - Solar | System Impact Study In Progress |  | 4800 | [5 empty] | Strata Solar Development LLC |  |  | (919) 960-6015 | Sean Barnett | Photovoltaic | Solar | 590 Forrest Dr. | Bladenboro | NC | 28320 | T1810B02 | BLADENBORO INDUSTRIAL 23KV | BLADENBORO 115KV | 34.533 | -78.8093
DEP | Distribution | CHKLIST-8694 |  |  |  |  | Helios Solar LLC | Helios Solar LLC - Solar - Cancelled | Cancelled |  | 4500 | [5 empty] | Sunlight Partners |  |  | (480) 528-1540 | Vinita Moore | Photovoltaic | Solar | 635 Ronald Tharrington Rd. | Louisburg | NC | 27549 | T4930B01 | LOUISBURG INDUSTRIAL 23KV | LOUISBURG 115KV | 36.1082 | -78.2682
DEC | Distribution | CHKLIST-9063 |  |  | 2042940150 |  | Eden Gant Energy, LLC | Eden Gant Energy, LLC - Solar - Withdrawn | Withdrawn |  | 524.4 | [5 empty] | Green State Power |  |  | (516) 941-1100 | Vinita Moore | Photovoltaic | Solar | 136 Gant Rd. | Eden | NC | 27288 | 27091205 |  | Meadow Green Ret 1205 | 36.5341 | -79.676
DEP | Distribution | CHKLIST-9066 |  |  |  |  | Red Toad 243 S Mort Harris Road LLC | Red Toad 243 S Mort Harris Road LLC - Solar | Fast Track Review In Progress |  | 2000 | [5 empty] | Red Toad, Inc | Reynaldo | Rodriguez | (407) 620-6206 | Sean Barnett | Photovoltaic | Solar | 243 Mort Harris Rd (South) | Louisburg | NC | 27549 | T5302B03 | MAPLEVILLE 23KV | STALLINGS CROSSROADS 115KV | 36.0698 | -78.2216
DEC | Distribution | CHKLIST-6050 |  |  | 0003116218 |  | Catawba College | Catawba College - Solar | Energized |  | 157 | [5 empty] | Sundance Power Systems, Inc. | Kevin | Quinn | (704) 645-4520 | Kelly Duke | Photovoltaic | Solar | 2300 W Innes St | Salisbury | NC | 28144 | 21021204 |  | Statesville Rd Ret 1204 | 35.6913 | -80.4819 | 2015-08-05
DEP | Distribution | CHKLIST-9064 |  |  |  |  | Red Toad 243 Mort Harris Road LLC | Red Toad 243 Mort Harris Road LLC - Solar | Fast Track Review In Progress |  | 2000 | [5 empty] | Red Toad, Inc | Reynaldo | Rodriguez | (407) 620-6206 | Sean Barnett | Photovoltaic | Solar | 243 Mort Harris Rd | Louisburg | NC | 27549 | T5302B03 | MAPLEVILLE 23KV | STALLINGS CROSSROADS 115KV | 36.0718 | -78.2231
DEP | Distribution | CHKLIST-8894 |  |  |  |  | Cedar Bend Solar, LLC | Cedar Bend Solar, LLC - Solar | Pending System Impact Study |  | 880 | [8 empty] | (310) 581-6299 | Sean Barnett | Photovoltaic | Solar | Bum Cir | Hartsville | SC | 29550 | T3680B13 | LYDIA 23KV | HARTSVILLE 115KV | 34.3271 | -80.061
DEP | Distribution | CHKLIST-5917 |  |  |  |  | Winding Oak Solar Center LLC | Winding Oak Solar Center LLC - Solar - Withdrawn | Withdrawn |  | 5000 | [5 empty] | Heliosage Energy | Andrew | Foukal | (434) 293-7589 | Stewart Grantham | Photovoltaic | Solar | 6154 Hwy 15 | Oxford | NC | 27565 | T5090B02 | STOVALL 23KV | OXFORD NORTH 230KV | 36.3537 | -78.5817
DEC | Distribution | CHKLIST-2355 |  |  | 1624978357 |  | Katherine Solar, LLC | Katherine Solar, LLC- Solar - Cancelled | Cancelled |  | 5000 | [5 empty] | Sunlight Partners |  |  | (480) 924-5519 | Stewart Grantham | Photovoltaic | Solar | 4100 N NC Highway 87 | Elon | NC | 27244 | 11172405 |  | Frieden Ret 2405
DEC | Distribution | CHKLIST-2358 |  |  | 1915243160 |  | William Solar, LLC | William Solar, LLC- Solar-Cancelled | Cancelled |  | 5000 | [5 empty] | Sunlight Partners |  |  | (480) 924-5519 | Stewart Grantham | Photovoltaic | Solar | 8429 Fairgrove Church Rd | Browns Summit | NC | 27214 | 09262403 |  | Rudd Ret 2403
DEC | Distribution | CHKLIST-1131 |  |  | 1194285299 |  | Daniel Farm, LLC | Daniel Farm, LLC-Solar | Energized |  | 5000 | [5 empty] | Strata Solar, LLC |  |  | (919) 960-6015 | Jerry Barton | Photovoltaic | Solar | 295 Daniel Road | Mocksville | NC | 27038 | 03552402 |  | Mocksville Main 2402 | 35.8486 | -80.5595 | 2014-02-25
DEC | Distribution | CHKLIST-2353 |  |  | 1286019194 |  | Flash Solar, LLC | Flash Solar, LLC- Solar | Energized |  | 5000 | [5 empty] | FLS Energy, Inc. |  |  | (480) 924-5519 | Jerry Barton | Photovoltaic | Solar | 4466 Meandering Way | Conover | NC | 28613 | 13181206 |  | Oyama Ret 1206 | 35.756 | -81.2364 | 2015-11-09
DEC | Distribution | CHKLIST-2350 |  |  | 1081372544 |  | Cougar Solar, LLC | Cougar Solar, LLC- Solar - Withdrawn | Withdrawn |  | 5000 | [5 empty] | Sunlight Partners |  |  | (480) 924-5519 | Jerry Barton | Photovoltaic | Solar | 1660 Lithia Springs Rd | Shelby | NC | 28150 | 16701202 |  | Blanton Ret 1202
DEC | Distribution | CHKLIST-1132 |  |  | 1871116531 |  | Fisher Solar Farm, LLC | Fisher Solar Farm, LLC-Solar | Energized |  | 4950 | [5 empty] | Strata Solar, LLC |  |  | (919) 960-6015 | Jerry Barton | Photovoltaic | Solar | 20230 Hatley Rd | Oakboro | NC | 28129 | 21311208 |  | Oakboro Ret 1208 | 35.2458 | -80.3314 | 2015-09-21
DEC | Distribution | CHKLIST-10183 |  |  | 1996941629 |  | Aldi (NC) LLC - NM -1996941629 | Aldi (NC) LLC - Solar - NM - 1996941629 | Energized |  | 696 | [5 empty] | Delta Solar Inc/Mid Atlantic Installations |  |  | (704) 642-0023 | Christopher Grant | Photovoltaic | Solar | 1985 Old Union Church Rd | Salisbury | NC | 28146 | 21091204 |  | Long Ferry Ret 1204 | 35.677 | -80.4104 | 2016-02-04
DEC | Distribution | CHKLIST-3382 |  |  | 1708542106 |  | Statesville Farm LLC | Statesville Farm LLC- Solar - Cancelled | Cancelled |  | 4998 | [5 empty] | Strata Solar, LLC |  |  | (919) 960-6015 | Jerry Barton | Photovoltaic | Solar | 13025 Statesville Blvd | Cleveland | NC | 27013 | 80862404 |  | Elmwood Ret 2404
DEC | Distribution | CHKLIST-3381 |  |  | 2120733135 |  | Stoneville Farm LLC | Stoneville Farm LLC - Cancelled | Cancelled |  | 4000 | [5 empty] | Strata Solar, LLC |  |  | (919) 960-6015 | Jerry Barton | Photovoltaic | Solar | 392 Stone School Rd. | Stoneville | NC | 27048 | 51040401 |  | Stoneville Ret 0401
DEC | Distribution | CHKLIST-3379 |  |  | 1442573164 |  | BG Stewart Solar Farm, LLC | BG Stewart Solar Farm LLC- Solar | Energized |  | 5000 | [5 empty] | McBride Energy Services |  |  | (310) 581-6299 | Kelly Duke | Photovoltaic | Solar | 1514 Old Highway 74 | Marshville | NC | 28103 | 72542414 |  | Beaver Dam Ret 2414 | 34.974 | -80.3892 | 2015-11-24
DEC | Distribution | CHKLIST-9065 |  |  | 2099372235 |  | Catawba Solar LLC | Catawba Solar LLC - Solar | Pending Construction |  | 2000 | [8 empty] | (404) 496-4100 | Christopher Grant | Photovoltaic | Solar | 611 Peeler Rd | Salisbury | NC | 28147 | 21061208 |  | Sumner Ret 1208 | 36.6128 | -80.5347
DEP | Distribution | CHKLIST-9062 |  |  |  |  | Red Toad 315 Vinson Road LLC | Red Toad 315 Vinson Road LLC - Solar | System Impact Study In Progress |  | 2000 | [5 empty] | Red Toad, Inc | Reynaldo | Rodriguez | (407) 620-6206 | Sean Barnett | Photovoltaic | Solar | 315 Vinson Road | Clayton | NC | 27520 | T5385B01 | WILSON MILLS 24KV | WILSON MILLS 230KV | 35.6112 | -78.3604
DEC | Distribution | CHKLIST-2927 |  |  | 1425129437 |  | Tower Solar Center, LLC | Tower Solar Center, LLC- Solar | Pending System Impact Study |  | 5000 | [5 empty] | Heliosage Energy | Andrew | Foukal | (434) 293-7589 | Jerry Barton | Photovoltaic | Solar | 688 Tower Rd | Vale | NC | 28168 | 16271202 |  | Flay Ret 1202 | 35.489 | -81.4189
DEC | Distribution | CHKLIST-2356 |  |  | 1692767513 |  | Maverick Solar, LLC | Maverick Solar, LLC- Solar - Withdrawn | Withdrawn |  | 3000 | [5 empty] | Sunlight Partners |  |  | (480) 924-5519 | Stewart Grantham | Photovoltaic | Solar | 6558 NC Highway 49 N | Mount Pleasant | NC | 28124 | 22321201 |  | Mt Pleasant Ret 1201
DEC | Distribution | CHKLIST-2352 |  |  | 1920992190 |  | Ethan Solar, LLC | Ethan Solar, LLC- Solar - Withdrawn | Withdrawn |  | 5000 | [5 empty] | Sunlight Partners |  |  | (480) 924-5519 | Jerry Barton | Photovoltaic | Solar | 205 Flat Rock Rd | Lawndale | NC | 28090 | 16651202 |  | Belwood Ret 1202
DEC | Distribution | CHKLIST-2354 |  |  | 2116270752 |  | Julio Solar, LLC | Julio Solar, LLC- Solar-Cancelled | Cancelled |  | 4000 | [5 empty] | Sunlight Partners |  |  | (480) 924-5519 | Stewart Grantham | Photovoltaic | Solar | 11573 US 158 | Reidsville | NC | 27320 | 17191201 |  | Waynick Rd Ret 1201
DEC | Distribution | CHKLIST-2351 |  |  | 2015436449 |  | Dylon Solar, LLC | Dylon Solar, LLC- Solar-Cancelled | Cancelled |  | 5000 | [5 empty] | Sunlight Partners |  |  | (480) 924-5519 | Stewart Grantham | Photovoltaic | Solar | 11692 US 158 | Reidsville | NC | 27320 | 17191202 |  | Waynick Rd Ret 1202
DEC | Distribution | CHKLIST-2357 |  |  | 1359374110 |  | Morgan Solar, LLC | Morgan Solar, LLC- Solar - Withdrawn | Withdrawn |  | 2000 | [5 empty] | Sunlight Partners |  |  | (480) 924-5519 | Jerry Barton | Photovoltaic | Solar | 4454 Oakwood Dr | Conover | NC | 28613 | 13341201 |  | Catfish Ret 1201
DEP | Distribution | CHKLIST-9035 |  |  |  |  | Innovative Solar 94, LLC | Innovative Solar 94, LLC - Solar | Pending System Impact Study |  | 5000 | [8 empty] | (828) 215-9064 | Sean Barnett | Photovoltaic | Solar | 1636 W Billy Farroe Hwy | Hartsville | SC | 29550 | T3680B13 | LYDIA 23KV | HARTSVILLE 115KV | 34.3678 | -80.0259
DEP | Distribution | CHKLIST-9034 |  |  |  |  | Innovative Solar 92, LLC | Innovative Solar 92, LLC - Solar | Pending System Impact Study |  | 5000 | [8 empty] | (828) 215-9064 | Sean Barnett | Photovoltaic | Solar | 1098 N Governor Williams Hwy | Darlington | SC | 29532 | T2710B02 | SMITH AVENUE 23KV | DARLINGTON 115KV | 34.3244 | -79.8985
DEP | Distribution | CHKLIST-9046 |  |  |  |  | Horner Siding Solar Farm LLC | Horner Siding Solar Farm LLC - Solar | System Impact Study In Progress |  | 1998 | [5 empty] | ESA Renewables |  |  | (407) 474-4433 | Sean Barnett | Photovoltaic | Solar | 6148 Horner Siding Road | Oxford | NC | 27565 | T5090B01 | OXFORD EAST 23KV | OXFORD NORTH 230KV | 36.3417 | -78.5784
DEC | Distribution | CHKLIST-11215 |  |  | 1889202790 |  | Dolgencorp, LLC - 1889202790 | Dolgencorp, LLC - 1889202790 - Solar - Withdrawn | Withdrawn |  | 40 | [5 empty] | Renewvia Energy Corporation |  |  | (615) 855-4634 | Jerry Barton | Photovoltaic | Solar | 13351 Asheville Hwy | Inman | SC | 29349 | 60241201 |  | Mascot Ret 1201 | 35.0524 | -82.113
DEP | Distribution | CHKLIST-10967 |  |  | 7201015711 |  | KR Nivison, Inc | KR Nivison, Inc - Solar | Under Construction |  | 28 | [5 empty] | Baker Renewable Energy | Kelli | Clark | (919) 872-3913 | Sean Barnett | Photovoltaic | Solar | 524 South New Hope Rd | Raleigh | NC | 27610 | T5000B42 | POOLE ROAD 23KV | MILBURNIE 230KV | 35.7704 | -78.5599
DEP | Distribution | CHKLIST-11127 |  |  | 3835818067 |  | Cudimar LLC | Cudimar LLC - Solar | Pending Customer Response for Study |  | 22.8 | [5 empty] | Dynamic Development Inc |  |  | (828) 674-1394 | Sean Barnett | Photovoltaic | Solar | 5045 Hendersonville Rd | Fletcher | NC | 28732 | T0690B02 | FLETCHER 24KV | ARDEN 115KV | 35.4138 | -82.5094
DEP | Distribution | CHKLIST-10639 |  |  |  |  | Enerparc, Inc | Enerparc Inc. - 2894 Hilly Branch Road Solar Farm - Solar | Fast Track Review In Progress |  | 2000 | [5 empty] | Self Installed - NC |  |  | (844) 367-7272 | Sean Barnett | Photovoltaic | Solar | 2894 Hilly Branch Road | Lumberton | NC | 28360 | T1980B04 | MCDONALDS 23KV | FAIRMONT 115KV | 34.5827 | -79.1498
DEC | Distribution | CHKLIST-11138 |  |  | 1351812196 |  | Rialto Solar | Rialto Solar - Solar - Withdrawn | Withdrawn |  | 10000 | [5 empty] | FTS DevCo LLC |  |  | (415) 872-0766 | Jerry Barton | Photovoltaic | Solar | Grassy Pond Rd | Gaffney | SC | 29341 | 60351202 |  | Grassy Pond Ret 1202 | 35.1349 | -81.6765
DEC | Distribution | CHKLIST-11214 |  |  | 1089563648 |  | Dolgencorp, Inc - 1089563648 | Dolgencorp, Inc - 1089563648 - Solar - Withdrawn | Withdrawn |  | 40 | [5 empty] | Renewvia Energy Corporation |  |  | (615) 415-7604 | Christopher Grant | Photovoltaic | Solar | 501 E Arch St | Lancaster | SC | 29720 | 72011209 |  | Red Rose Ret 1209 | 34.7201 | -80.762
DEC | Distribution | Project 12722 |  |  | 1530371849 |  | Gardner Capital Solar Development LLC - Courthouse Solar | Gardner Capital Solar Development LLC - Courthouse Solar - Solar | System Impact Study In Progress |  | 5000 | [5 empty] | Self Installed - NC |  |  | (317) 345-0632 | Jerry Barton | Photovoltaic | Solar | Tryon Courthouse Rd | Bessemer City | NC | 28016 | 79241202 |  | Hartford Ave Ret 1202 | 35.3267 | -81.3192 | 2016-05-06
DEP | Distribution | CHKLIST-11216 |  |  | 4286986668 |  | Dolgencorp, Inc - 4286986668 | Dolgencorp, Inc - 4286986668 - Solar - Withdrawn | Withdrawn |  | 40 | [5 empty] | Renewvia Energy Corporation |  |  | (404) 856-4377 | Sean Barnett | Photovoltaic | Solar | 1015 Firetower Rd | Florence | SC | 29506 | T2825B02 | FRANCIS MARION 24KV | FLORENCE MARS BLUFF 115KV | 34.1956 | -79.6275
DEC | Distribution | CHKLIST-9112 |  |  | 1445088430 |  | Manford Solar, LLC | Manford Solar, LLC - Solar - Withdrawn | Withdrawn |  | 4500 | [5 empty] | FLS Solar 110, LLC |  |  | (828) 350-3993 | Edwin Malinowski | Photovoltaic | Solar | 180 Manford Dr | Bostic | NC | 28018 | 15951202 |  | Washburn Ret 1202 | 35.4571 | -81.8166
DEP | Distribution | Project 12735 |  |  |  |  | Madison Solar, LLC - Hartsville, SC | Madison Solar, LLC - Hartsville, SC- Solar | Pending System Impact Study |  | 10880 | [5 empty] | Sustainable Energy Solutions |  |  | (843) 906-4759 | Sean Barnett | Photovoltaic | Solar | South of Hartsville Between High Point Rd and S 5th St | Hartsville | SC | 29407 | T3680B13 |  | HARTSVILLE 115KV | 34.194 | -80.5206
DEC | Distribution | CHKLIST-10473 |  |  | 1980529705 |  | OEC-Aire NC Solar X, LLC | OEC-Aire NC Solar X, LLC | Pending Final Interconnection Agreement |  | 850 | [5 empty] | OEC-Aire NC Solar X, LLC |  |  | (828) 406-2335 | Jerry Barton | Photovoltaic | Solar | 1333 Jake Alexander Blvd, South | Salisbury | NC | 28146 | 21071206 |  | Julian Rd Ret 1206 | 35.6402 | -80.4809
DEC | Distribution | Project 12670 |  |  | 1557804137 |  | Zuma Solar LLC | Zuma Solar LLC - Solar | Pending System Impact Study |  | 5000 | [5 empty] | Cypress Creek Renewables, LLC | Don | Nista | (310) 581-6299 | Jerry Barton | Photovoltaic | Solar | 2943 Shady Grove Rd | Providence | NC | 27315 | 17131203 |  | Gatewood Ret 1203 | 36.5113 | -79.4378
DEP | Distribution | CHKLIST-9027 |  |  |  |  | Piper Solar LLC | Piper Solar LLC - Solar - Withdrawn | Withdrawn |  | 5010 | [5 empty] | Sunlight Partners |  |  | (480) 582-1540 | Vinita Moore | Photovoltaic | Solar | 6120 US Hwy 70 E | Princeton | NC | 27569 | T5935B03 | BIZZELL GROVE 23KV | PRINCETON 115KV | 35.4691 | -78.2013
DEP | Distribution | CHKLIST-11136 |  |  |  |  | Arres LLC AR610 | Arres LLC AR610 - Solar | Pending |  | 10000 | [5 empty] | Arres LLC |  |  | (504) 261-3139 | Sean Barnett | Photovoltaic | Solar | 3021 Carmon Shortcut Rd | olanta | SC | 29114 | T3040B01 | OLANTA NORTH 23KV | OLANTA 230KV | 33.9585 | -79.8817
DEP | Distribution | CHKLIST-9061 |  |  |  |  | Soy Solar, LLC | Soy Solar, LLC- Solar | System Impact Study In Progress |  | 4800 | [5 empty] | Birds Eye Energy |  |  | (704) 665-5978 | Sean Barnett | Photovoltaic | Solar | Popes Crossing Rd. | Lumberton | NC | 28358 | T2631B01 | RIVER ROUTE 23KV | WEATHERSPOON 230KV | 34.5803 | -79.0419
DEP | Distribution | CHKLIST-9048 |  |  |  |  | Pristine Sun Fund 12, LLC- Red Springs Rd | Pristine Sun Fund 12, LLC- Red Springs Rd- Solar | Pending Fast Track Review |  | 999.52 | [5 empty] | Pristine Sun, LLC | Kimberly | Lewis | (415) 848-8163 | Sean Barnett | Photovoltaic | Solar | Red Springs Rd. | Raeford | NC | 28376 | T2282B01 | NC HIGHWAY 211 12KV | RAEFORD SOUTH 115KV | 34.9372 | -79.2174
DEP | Distribution | CHKLIST-9056 |  |  |  |  | Henry Farm. LLC | Henry Farm. LLC - Solar | System Impact Study In Progress |  | 4800 | [5 empty] | Strata Solar, LLC |  |  | (919) 960-6015 | Sean Barnett | Photovoltaic | Solar | 427 N Smith St. | Liberty | NC | 27298 | T1330B04 | LIBERTY WEST 23KV | LIBERTY 115KV | 35.8593 | -79.576
DEP | Distribution | CHKLIST-9059 |  |  |  |  | McLean Solar, LLC | McLean Solar, LLC- Solar - Cancelled | Cancelled |  | 4800 | [5 empty] | Pinegate Development |  |  | (407) 963-2391 | Vinita Moore | Photovoltaic | Solar | 7th Street and Lamb Rd | Lumberton | NC | 28358 | T2631B03 | SEVENTH STREET 23KV | WEATHERSPOON 230KV | 34.6163 | -78.8955
DEP | Distribution | CHKLIST-9053 |  |  |  |  | Mt. Olive Solar 2, LLC (US HWY 117) | Mt. Olive Solar 2, LLC (US HWY 117)- Solar- Cancelled | Cancelled |  | 18330 | [5 empty] | FLS Energy, Inc. |  |  | (828) 350-3993 | Vinita Moore | Photovoltaic | Solar | US HWY 117 | Mt Olive | NC | 28365 | T5888B03 | CALYPSO 24KV | MT. OLIVE WEST 115KV | 35.173 | -78.1006
DEC | Distribution | CHKLIST-6046 |  |  | 1168500963 |  | Yadkinville Solar, LLC | Yadkinville Solar, LLC - Solar | Energized |  | 3480 | [5 empty] | O2 Energies |  |  | (336) 708-5161 | Kelly Duke | Photovoltaic | Solar | 2323 Old US HWY 421 | Yadkinville | NC | 27055 | 29061207 |  | Yadkinville Ret 1207 | 36.1365 | -80.6121 | 2015-12-18
DEP | Distribution | CHKLIST-9060 |  |  |  |  | Flatwoods Solar, LLC | Flatwoods Solar, LLC- Solar - Withdrawn | Withdrawn |  | 4800 | [5 empty] | Pinegate Development |  |  | (407) 963-2391 | Vinita Moore | Photovoltaic | Solar | NC 210 Hwy | Lillington | NC | 27546 | T5860B01 | BUNNLEVEL 23KV | LILLINGTON 115KV | 35.3679 | -78.8421
DEP | Distribution | CHKLIST-9058 |  |  |  |  | Molly Branch Solar, LLC | Molly Branch Solar, LLC- Solar - Withdrawn | Withdrawn |  | 4800 | [5 empty] | Pinegate Development |  |  | (407) 963-2391 | Vinita Moore | Photovoltaic | Solar | NC 210 Hwy | Lillington | NC | 27546 | T5860B01 | BUNNLEVEL 23KV | LILLINGTON 115KV | 35.371 | -78.8396
DEP | Distribution | CHKLIST-9054 |  |  |  |  | Bayles Farm Solar, LLC | Bayles Farm Solar, LLC- Solar | System Impact Study In Progress |  | 5499 | [5 empty] | FLS Energy, Inc. |  |  | (828) 350-3993 | Sean Barnett | Photovoltaic | Solar | 649 NC-82 | Dunn | NC | 28334 | T5650B22 | HARNETT CROSSING 23KV | ERWIN 230KV | 35.3011 | -78.6676
DEP | Distribution | CHKLIST-9057 |  |  |  |  | Tubbs Solar, LLC | Tubbs Solar, LLC- Solar - Cancelled | Cancelled |  | 4800 | [5 empty] | Pinegate Development |  |  | (407) 963-2391 | Vinita Moore | Photovoltaic | Solar | Long Rd and Old Allenton Rd. | Lumberton | NC | 28358 | T2631B04 | ALLENTON 23KV | WEATHERSPOON 230KV | 34.6099 | -78.9241
DEC | Distribution | CHKLIST-10753 |  |  | 1223990985 |  | Liberty Highway Solar Partners, LLC | Liberty Highway Solar Partners, LLC - Solar - Withdrawn | Withdrawn |  | 9960 | [5 empty] | GroSolar | Tim | Heinle | (518) 530-6990 | Christopher Grant | Photovoltaic | Solar | 7205 Liberty Highway | Pendleton | SC | 29657 | 04141201 |  | Sandy Springs Ret 1201 | 34.6919 | -82.6761
DEC | Distribution | CHKLIST-3448 |  |  | 1521724303 |  | Livingston-Haven INC | Livingston-Haven INC - Solar | Energized |  | 36 | [5 empty] | NARENCO |  |  | (704) 558-3670 | Philisha Kirkpatrick | Photovoltaic | Solar | 11529 Wilmar BLVD | Charlotte | NC | 28273 | 01252405 |  | Arrowood Ret 2405 |  |  | 2014-06-09
DEP | Distribution | CHKLIST-9051 |  |  |  |  | Pristine Sun Fund 12, LLC- Pine Street | Pristine Sun Fund 12, LLC- Pine Street- Solar | Pending System Impact Study |  | 1000 | [5 empty] | Pristine Sun, LLC | Kimberly | Lewis | (414) 848-8168 | Sean Barnett | Photovoltaic | Solar | Pine Street | Pembroke | NC | 28372 | T2247B02 | PEMBROKE COLLEGE 23KV | PEMBROKE 115KV | 34.6703 | -79.2056
DEP | Distribution | CHKLIST-9052 |  |  |  |  | Pristine Sun Fund 12, LLC (Front Street) | Pristine Sun Fund 12, LLC (Front Street)- Solar | System Impact Study In Progress |  | 999.52 | [5 empty] | Pristine Sun, LLC | Kimberly | Lewis | (414) 848-8163 | Sean Barnett | Photovoltaic | Solar | Front Street | Stedman | NC | 28391 | T2580B02 | STEDMAN 23KV | VANDER 115KV | 35.0064 | -78.6835
DEP | Distribution | CHKLIST-9049 |  |  |  |  | Pristine Sun Fund 12, LLC- McCormick Ave. and Robeson St. | Pristine Sun Fund 12, LLC- McCormick Ave. and Robeson St.- Solar | Pending Fast Track Review |  | 1998.92 | [5 empty] | Pristine Sun, LLC | Kimberly | Lewis | (415) 848-8163 | Sean Barnett | Photovoltaic | Solar | McCormick Ave. and Robeson St. | Maxton | NC | 28364 | T2215B01 | MAXTON 23KV | MAXTON 115KV | 34.7601 | -79.3908
DEP | Distribution | CHKLIST-9050 |  |  |  |  | Pristine Sun Fund 12, LLC- 7454 Wire Grass Rd | Pristine Sun Fund 12, LLC- 7454 Wire Grass Rd - Solar | Pending System Impact Study |  | 1999 | [5 empty] | Pristine Sun, LLC | Kimberly | Lewis | (415) 848-8163 | Sean Barnett | Photovoltaic | Solar | 7454 Wire Grass Rd | Orrum | NC | 28369 | T1980B01 | FAIRMONT CENTRAL 23KV | FAIRMONT 115KV | 34.4886 | -79.0616
DEP | Distribution | CHKLIST-9055 |  |  |  |  | Belafonte Farm, LLC | Belafonte Farm, LLC- Solar | System Impact Study In Progress |  | 3696 | [5 empty] | Strata Solar, LLC |  |  | (919) 960-6015 | Sean Barnett | Photovoltaic | Solar | 692 S U.S Hwy | Mt Olive | NC | 28365 | T5890B03 | MOUNT OLIVE SOUTH 12KV | MT. OLIVE 115KV | 35.1626 | -78.094
DEC | Distribution | CHKLIST-9101 |  |  | 1534182010 |  | Shine Solar I, LLC | Shine Solar I, LLC - Solar Withdrawn | Withdrawn |  | 5000 | [5 empty] | ATOOD |  |  | (704) 776-6057 | Vinita Moore | Photovoltaic | Solar | 1479 A Oak Grove Church Rd | Ellenboro | NC | 28040 | 15901202 |  | Mooresboro Ret 1202 | 35.3177 | -81.7899
DEC | Distribution | CHKLIST-10756 |  |  | 1885867876 |  | Target Stores - 1885867876 | Target Stores - 1885867876 - Solar | Energized |  | 360 | [5 empty] | SoCore Energy, LLC |  |  | (612) 304-5432 | Christopher Grant | Photovoltaic | Solar | 6350 Weddington Monroe Rd | Wesley Chapel | NC | 28104 | 01412408 |  | Stouts Ret 2408 | 34.9992 | -80.6959 | 2016-02-05
DEC | Distribution | Project 13067 |  |  | 1534724527 |  | Bunty LLC | Bunty LLC - 1534724527 - Solar - Withdrawn | Withdrawn |  | 23.5 | [5 empty] | SolFarm Solar Company |  |  | (864) 752-1244 | Janet Robinson | Photovoltaic | Solar | 444 Fairforest Way | Greenville | SC | 29607 | 02351209 |  | Laurel Creek Ret 1209 | 34.7906 | -82.3489
DEC | Distribution | CHKLIST-8697 |  |  | 1660394781 |  | Blackberry Creek Family Partners, LLC | Blackberry Creek Family Partners, LLC - Solar - Withdrawn | Withdrawn |  | 1000 | [8 empty] | (704) 876-0572 | Jerry Barton | Photovoltaic | Solar | 3001 South Chipley Ford Road | Stateville | NC | 28625 | 03661203 |  | Hager Rd Ret 1203 | 35.8725 | -80.9166
DEC | Distribution | Project 13351 |  |  | 1517393608 |  | Osceola Solar LLC | Osceola Solar LLC - Solar | Pending System Impact Study |  | 4999 | [5 empty] | FLS Energy, Inc. |  |  | (828) 350-3993 | Jerry Barton | Photovoltaic | Solar | 3940 Osceola Rd | Elon | NC | 27244 | 11141203 |  | Ossipee Dist 1203 | 36.1867 | -79.5313
DEC | Distribution | CHKLIST-0922 |  |  | 1408358 |  | Queens University of Charlotte | Queens University of Charlotte-Solar | Energized |  | 52.47 | [5 empty] | National Renewable Energy Corporation | Mark | Caddell | (704) 337-2340 | Jerry Barton | Photovoltaic | Solar | 1900 Selwyn Ave | Charlotte | NC | 28207 | 01281205 |  | Kenilworth Ret 1205 |  |  | 2013-02-26
DEC | Distribution | CHKLIST-3363 |  |  | 1707864489 |  | Old Pageland-Monroe Road Solar Farm, LLC | Old Pageland-Monroe Road Solar Farm, LLC- Solar | Energized |  | 5000 | [5 empty] | Cypress Creek Renewables, LLC | Don | Nista | (310) 581-6299 | Kelly Duke | Photovoltaic | Solar | 919 Old Pageland-Monroe Rd. | Monroe | NC | 28112 | 72582409 |  | Ashcraft Ave Ret 2409 | 34.9521 | -80.4827 | 2015-11-12
DEC | Distribution | CHKLIST-3365 |  |  | 1579581471 |  | Stikeleather Farm, LLC | Stikeleather Farm, LLC- Solar | Energized |  | 5000 | [5 empty] | Strata Solar, LLC |  |  | (617) 563-3765 | Jerry Barton | Photovoltaic | Solar | 4498 NC Highway 90 | Hiddenite | NC | 28636 | 13081202 |  | Hiddenite Ret 1202 | 35.9043 | -81.1011 | 2015-08-10
DEC | Distribution | CHKLIST-5974 |  |  | 1354709395 |  | Friendship Solar LLC | Friendship Solar LLC - Solar - Withdrawn | Withdrawn |  | 5000 | [8 empty] | (828) 350-3993 | Kelly Duke | Photovoltaic | Solar | Friendship Rock Creek Rd | Snow Camp | NC | 27349 | 11161202 |  | Kimesville Ret 1202 | 35.9498 | -79.4887
DEC | Distribution | CHKLIST-3724 |  |  | 2078935871 |  | Pleasant Grove Solar, LLC | Pleasant Grove Solar, LLC - Solar - Withdrawn | Withdrawn |  | 2000 | [8 empty] | (919) 475-8849 | Stewart Grantham | Photovoltaic | Solar | 3900 Cates Loop Rd. | Burlington | NC | 27217 | 11181203 |  | Pleasant Grove Ret 1203
DEP | Distribution | CHKLIST-8458 |  |  |  |  | Wilmington Solar, LLC | Wilmington Solar, LLC- Solar | Fast Track Review In Progress |  | 2002.1 | [5 empty] | Pinegate Development |  |  | (407) 963-2391 | Sean Barnett | Photovoltaic | Solar | Broadridge Rd | Lumberton | NC | 28358 | T2631B01 | RIVER ROUTE 23KV | WEATHERSPOON 230KV | 35.5237 | -78.9617
DEP | Distribution | CHKLIST-8475 |  |  |  |  | Wesleyan Solar LLC | Wesleyan Solar LLC - Solar - Cancelled | Cancelled |  | 4800 | [5 empty] | Pinegate Development |  |  | (407) 963-2391 | Vinita Moore | Photovoltaic | Solar | Wesleyan Rd | Roxboro | NC | 27573 | T5230B03 | BUSHY FORK 23KV | ROXBORO SOUTH 230KV | 36.3723 | -79.0112
DEP | Distribution | CHKLIST-8484 | 639 |  |  |  | ESA Princeton 2 NC, LLC | ESA Princeton 2 NC, LLC- Solar | Pending Facilities Study |  | 5009.28 | [5 empty] | Heelstone Energy, LLC |  |  | (225) 615-3330 | William Winslow | Photovoltaic | Solar | 2072 Old Rock Quarry Rd | Princeton | NC | 27569 | T5935B01 | PRINCETON 23KV | PRINCETON 115KV | 35.4822 | -78.1648
DEC | Distribution | CHKLIST-11053 |  |  | 1263851391 |  | Ellis Ferry Solar, LLC | Ellis Ferry Solar, LLC - Solar | Cancelled |  | 6000 | [5 empty] | FLS Energy, Inc. |  |  | (828) 350-3993 | Kelly Duke | Photovoltaic | Solar | Corner of Ellis Ferry Rd and Oak Ridge Rd | Gaffney | SC | 29341 | 60351203 |  | Grassy Pond Ret 1203 | 35.1423 | -81.6631
DEC | Distribution | CHKLIST-9234 |  |  | 1169682469 |  | Midtown Shops, LLC | Midtown Shops, LLC - Solar | Energized |  | 54 | [5 empty] | Yes! Solar Solutions | Drew | Chandler | (919) 270-1333 | Christopher Grant | Photovoltaic | Solar | 750 Martin Luther King Blvd | Chapel Hill | NC | 27514 | 19011204 |  | Cameron Ave SS 1204 | 35.9243 | -79.0533 | 2015-11-19
DEP | Distribution | CHKLIST-8480 |  |  |  |  | Chickenfoot Solar LLC | Chickenfoot Solar LLC - Solar | System Impact Study In Progress |  | 4999 | [5 empty] | FLS Energy, Inc. |  |  | (828) 350-3993 | Sean Barnett | Photovoltaic | Solar | 857 Lovette Road | Lumberton | NC | 28358 | T2631B01 | RIVER ROUTE 23KV | WEATHERSPOON 230KV | 34.6028 | -79.0169
DEC | Distribution | CHKLIST-12133 |  |  | 2073508551 |  | Parkdale Solar LLC | Parkdale Solar LLC - Solar | Pending System Impact Study |  | 4980 | [5 empty] | O2 EMC LLC |  |  | (336) 708-5161 | Jerry Barton | Photovoltaic | Solar | 114 Woodruff Rd | Boonville | NC | 27011 | 29021202 |  | Boonville Ret 1202 | 36.2396 | -80.7221
DEP | Distribution | CHKLIST-12137 |  |  |  |  | Banner Solar LLC | Banner Solar LLC - Solar | System Impact Study In Progress |  | 5000 | [5 empty] | Cypress Creek Renewables, LLC | Don | Nista | (310) 581-6299 | Sean Barnett | Photovoltaic | Solar | 2700 NC Hwy 50 | Benson | NC | 27504 | T5480B03 | HWY 50 23KV | BENSON 230KV | 35.4119 | -78.558
DEC | Distribution | CHKLIST-3742 |  |  | 2027158486 |  | Davidson Solar, LLC | Davidson Solar LLC - Solar- Withdrawn | Withdrawn |  | 3500 | [5 empty] | O2 Energies |  |  | (704) 490-9696 | Kelly Duke | Photovoltaic | Solar | 1815 Grey Rd | Davidson | NC | 28036 | 01721202 |  | Davidson Ret 1202 | 35.4994 | -80.825
DEC | Distribution | CHKLIST-11420 |  |  |  |  | Oakwood Solar Farm LLC | Oakwood Solar Farm LLC - Solar | System Impact Study In Progress |  | 4996 | [5 empty] | ESA Renewables |  |  | (321) 263-5601 | Christopher Grant | Photovoltaic | Solar | 6517 US HWY 70 | Mebane | NC | 27302 | 11241201 |  | Efland Ret 1201 | 36.0866 | -79.2321
DEP | Distribution | CHKLIST-11423 |  |  |  |  | HCE Columbus II LLC | HCE Columbus II LLC - Solar | System Impact Study In Progress |  | 4000 | [5 empty] | ESA Renewables |  |  | (321) 263-5601 | Sean Barnett | Photovoltaic | Solar | 5353 James B White Highway S | Whiteville | NC | 28472 | T6670B02 | BRUNSWICK 23KV | WHITEVILLE 115KV | 34.16 | -78.44
DEP | Distribution | CHKLIST-8525 |  |  |  |  | Rocky Cross Solar LLC | Rocky Cross Solar LLC - Solar | Pending Customer Response for Study |  | 1998 | [5 empty] | Pinegate Development |  |  | (407) 963-2391 | Sean Barnett | Photovoltaic | Solar | NC 97 Hwy | Middlesex | NC | 27557 | T6045B13 | SAMARIA 24KV | SAMARIA 115KV | 35.8409 | -78.1932
DEC | Distribution | CHKLIST-11436 |  |  | 1138752180 |  | Flight Road Solar Center, LLC | Flight Road Solar Center, LLC - Solar | Pending System Impact Study |  | 5000 | [5 empty] | Coronal Development Services, LLC | Andrew | Foukal | (434) 293-7589 | Kelly Duke | Photovoltaic | Solar | Happy Valley Rd | Fountain Inn | SC | 29644 | 02531207 |  | Putman Ret 1207 | 34.6984 | -82.1688
DEP | Distribution | CHKLIST-11122 |  |  |  |  | Conergy Projects Inc - Scottland Davis | Conergy Projects Inc - Scottland Davis - Solar | System Impact Study In Progress |  | 10000 | [8 empty] | (914) 334-1900 | Sean Barnett | Photovoltaic | Solar | Hwy 9 | Dillon | SC | 29536 | T2747B01 | HIGHWAY 9 WEST 23KV | DILLON NORTH 230KV | 34.4628 | -79.3811
DEP | Distribution | CHKLIST-9257 |  |  |  |  | Turbeville Solar, LLC | Turbeville Solar, LLC - Solar - Withdrawn | Withdrawn |  | 18400 | [5 empty] | Cypress Creek Renewables, LLC | Don | Nista | (310) 581-6299 | Sean Barnett | Photovoltaic | Solar | Bob White Road | Turbeville | SC | 29162 | T3040B02 | OLANTA SOUTH 23KV | OLANTA 230KV | 33.9111 | -80.0198
DEP | Distribution | CHKLIST-9260 |  |  |  |  | Paxville Solar, LLC | Paxville Solar, LLC - Solar - Withdrawn | Withdrawn |  | 9600 | [5 empty] | Cypress Creek Renewables, LLC | Don | Nista | (310) 581-6299 | Sean Barnett | Photovoltaic | Solar | Bethel Hwy. | Manning | SC | 29102 | T4000B24 | HIGHWAY 15 SOUTH 23KV | SUMTER 230KV | 33.7541 | -80.3573
DEC | Distribution | CHKLIST-8274 |  |  | 2240600 |  | Westgate Family PHYS | Westgate Family PHYS - Solar | Energized |  | 36 | [5 empty] | Westgate Family PHYS |  |  | (864) 574-0070 | Janet Robinson | Photovoltaic | Solar | 105 Powell Mill Rd | Spartanburg | SC | 29301 | 60151214 |  | Knollwood Ret 1214 | 34.9388 | -81.9765 | 2015-01-15
DEP | Distribution | CHKLIST-9254 |  |  |  |  | Rowland Solar, LLC | Rowland Solar, LLC - Solar | Pending System Impact Study |  | 13600 | [5 empty] | Cypress Creek Renewables, LLC | Don | Nista | (310) 581-6299 | Sean Barnett | Photovoltaic | Solar | Kathleen Rd | Hamer | SC | 29547 | T2750B02 | DIXIANA 23KV | DILLON 115KV | 34.4854 | -79.3151
DEC | Distribution | CHKLIST-8295 |  |  | 3217928 |  | City of Greensboro - 219 N Church Street | City of Greensboro - 219 N Church Street - Solar | Pending |  | 225 | [5 empty] | Self Installed - NC |  |  | (336) 373-3883 | Kelly Duke | Photovoltaic | Solar | 219 N Church St | Greensboro | NC | 27401 | 09012416 |  | Greensboro Main 2416
DEC | Distribution | CHKLIST-3767 |  |  |  |  | Unifi, Inc. | Unifi, Inc - Solar | Energized |  | 750 | [5 empty] | Strata Solar, LLC |  |  | (336) 679-3867 | Kelly Duke | Photovoltaic | Solar | 1032 Unifi Industrial Road | Yadkinville | NC | 27055 | 29061207 |  | Yadkinville Ret 1207 |  |  | 2015-05-28
DEP | Distribution | CHKLIST-9261 |  |  |  |  | Red Toad 275 Vinson Road LLC | Red Toad 275 Vinson Road LLC - Solar | Pending Fast Track Review |  | 2000 | [5 empty] | Cypress Creek Renewables, LLC | Don | Nista | (407) 620-6206 | Sean Barnett | Photovoltaic | Solar | 276 Vinson Road | Clayton | NC | 27527 | T5385B01 | WILSON MILLS 24KV | WILSON MILLS 230KV | 35.6104 | -78.3585
DEP | Distribution | CHKLIST-11783 |  |  |  |  | General Electric International Incorporated - GE Healthcare - Florence | General Electric International Incorporated - GE Healthcare - Florence -Canceled | Cancelled |  | 1512 | [5 empty] | Self Installed - SC |  |  | (215) 266-9753 | Sean Barnett | Photovoltaic | Solar | 3001 W Radio Dr | Florence | SC | 29501 | T2835B03 | EBENEZER 23KV | FLORENCE WEST 230KV | 34.1881 | -79.8367
DEC | Distribution | CHKLIST-11125 |  |  | 2135238216 |  | Conergy Projects Inc - Mohea | Conergy Projects Inc - Mohea - Solar | Pending System Impact Study |  | 5000 | [5 empty] | Conergy Projects Inc - Mohea |  |  | (914) 334-1900 | Jerry Barton | Photovoltaic | Solar | Bonner Lake Rd | Gaffney | SC | 29340 | 60301203 |  | Rose Hill Ret 1203 | 35.0852 | -81.6239
DEP | Distribution | CHKLIST-11137 |  |  |  |  | Arres LLC AR620 | Arres LLC AR620 - Solar | Pending System Impact Study |  | 10000 | [5 empty] | Arres LLC |  |  | (504) 261-3139 | Sean Barnett | Photovoltaic | Solar | 3021 Carmon Shortcut Rd | Olanta | SC | 29114 | T3040B01 | OLANTA NORTH 23KV | OLANTA 230KV | 33.9585 | -79.8817
DEC | Distribution | CHKLIST-2199 |  |  | 1373325933 |  | Facile Solar LLC | Facile Solar LLC-Solar | Energized |  | 1999 | [8 empty] | (732) 917-6017 | Jerry Barton | Photovoltaic | Solar | 2655 West Front Street | Elon | NC | 27215 | 11042410 |  | Glen Raven Main 2410 | 36.0983 | -79.4922 | 2015-09-30
DEC | Distribution | CHKLIST-2198 |  |  | 2057729336 |  | Hoffman and Hoffman, Inc-NM | Hoffman and Hoffman, Inc-Solar | Energized |  | 108 | [5 empty] | Strata Solar, LLC |  |  | (336) 252-1700 | Philisha Kirkpatrick | Photovoltaic | Solar | 3816 Patterson St | Greensboro | NC | 27407 | 09032404 |  | Fairfax Rd Ret 2404 | 36.055 | -79.8574 | 2013-02-25
DEP | Distribution | CHKLIST-11132 |  |  |  |  | Sassafras Solar A | Sassafras Solar A - Solar - Withdrawn | Withdrawn |  | 3200 | [5 empty] | FTS DevCo LLC |  |  | (415) 872-0766 | Sean Barnett | Photovoltaic | Solar | Lewis Rd | Hemingway | SC | 29554 | T2890B02 | JOHNSONVILLE 23KV | HEMINGWAY 115KV | 33.7657 | -79.4618
DEP | Distribution | CHKLIST-11135 |  |  |  |  | Arres LLC AR480 | Arres LLC AR480 - Solar | Pending System Impact Study |  | 6000 | [5 empty] | Arres LLC |  |  | (504) 261-3139 | Sean Barnett | Photovoltaic | Solar | 3328 old number 4 hwy | olanta | SC | 29124 | T3040B01 | OLANTA NORTH 23KV | OLANTA 230KV | 33.9451 | -79.8935
DEP | Distribution | CHKLIST-11134 |  |  |  |  | Sassafras Solar B | Sassafras Solar B - Solar - Withdrawn | Withdrawn |  | 11000 | [5 empty] | FTS DevCo LLC |  |  | (415) 872-0766 | Sean Barnett | Photovoltaic | Solar | Lewis Rd | Hemingway | SC | 29554 | T2890B02 | JOHNSONVILLE 23KV | HEMINGWAY 115KV | 33.7657 | -79.4618
DEC | Distribution | CHKLIST-10635 |  |  | 1347840035 |  | Tyger River Smart Farm, Inc | Tyger River Smart Farm, Inc - Solar | Pending Customer Response for Study |  | 43.1 | [5 empty] | ResComm Development LLC |  |  | (864) 590-2456 | Jerry Barton | Photovoltaic | Solar | 301 Lightwood Knot Rd | Greer | SC | 29651 | 08271203 |  | Berry Shoals Ret 1203 | 34.8583 | -82.1229
DEP | Distribution | CHKLIST-9721 |  |  | 0259060325 |  | G & W Equipment | G & W Equipment - Solar | System Impact Study In Progress |  | 51 | [5 empty] | Sundance Power Systems | Cody | Kelly | (919) 781-0505 | Sean Barnett | Photovoltaic | Solar | 2424 Crabtree Blvd | Raleigh | NC | 27604 | T5126B13 | CRABTREE CREEK 24KV | RALEIGH YONKERS ROAD 115KV | 35.8067 | -78.6132
DEC | Distribution | CHKLIST-2979 |  |  | 1258984328 |  | 400 College Road, LLC | 400 College Road, LLC- Solar - Withdrawn | Withdrawn |  | 2000 | [8 empty] | (828) 221-6924 | Philisha Kirkpatrick | Photovoltaic | Solar | 400 College Road | Marion | NC | 28752 | 90201210 |  | Glenwood Ret 1210
DEC | Distribution | CHKLIST-0788 |  |  | 0004276666 |  | Blakey Hall | Blakey Hall - Solar-1st Install | Energized |  | 20.43 | [5 empty] | NC Solar Now, Inc. | Luke | Uherek | (336) 506-2032 | Philisha Kirkpatrick | Photovoltaic | Solar | 501 Blakey Hall LN | Elon | NC | 27244 | 11172408 |  | Frieden Ret 2408 |  |  | 2012-05-21
DEP | Distribution | CHKLIST-9727 |  |  |  |  | Canon Farm, LLC | Canon Farm, LLC - Solar | System Impact Study In Progress |  | 4998 | [5 empty] | Strata Solar, LLC |  |  | (919) 960-6015 | Sean Barnett | Photovoltaic | Solar | 1852 Wilson Mills Road | Smithfield | NC | 27577 | T5385B04 | WEST SMITHFIELD 24KV | WILSON MILLS 230KV | 35.545 | -78.3448
DEP | Distribution | CHKLIST-10222 |  |  |  |  | Broadway Solar Center, LLC | Broadway Road Solar, LLC - Solar | Supplemental Review In Progress |  | 1999 | [5 empty] | Cypress Creek Renewables, LLC | Don | Nista | (919) 475-1811 | Sean Barnett | Photovoltaic | Solar | 310 Dessie Road | Chadbourn | NC | 28431 | T2141B05 | BROADWAY 24KV | JONESBORO 230KV | 35.4625 | -79.0992
DEP | Distribution | CHKLIST-10225 |  |  |  |  | Carnation Solar, LLC | Carnation Solar, LLC - Solar | Pending System Impact Study |  | 4800 | [5 empty] | National Renewable Energy Corporation | Mark | Caddell | (704) 615-3838 | Sean Barnett | Photovoltaic | Solar | 604 1st St | Hope Springs | NC | 28217 | T6041B01 | SOUTHERN NASH 23KV | SPRING HOPE 115KV | 35.9454 | -78.0971
DEC | Distribution | Project 13225 |  |  | 1315431371 |  | Two Rivers Wilkesboro, LLC | Two Rivers Wilkesboro, LLC - Solar | Pending Customer Response for IR |  | 240 | [8 empty] | (336) 469-8821 | Edwin Malinowski | Photovoltaic | Solar | 132 Two Rivers Drive | Wilkesboro | NC | 28697 | 44021212 |  | Brook St Ret 1212 | 36.1541 | -81.128
DEP | Distribution | CHKLIST-11130 | 570 | 2331 | 223-417-7703 | 859-256-9431 | Darlington Solar LLC | Darlington Solar LLC - Solar | Under Construction |  | 10000 | 1 |  |  |  |  | Cypress Creek Renewables Development, LLC |  |  | (213) 347-9377 | Philisha Kirkpatrick | Photovoltaic | Solar | E Billy Farrow Hwy | Darlington | SC | 29532 | T2710B02 | SMITH AVENUE 23KV | DARLINGTON 115KV | 34.3216 | -79.9306
DEC | Distribution | CHKLIST-10702 |  |  | 1298666864 |  | Monroe Solar, LLC | Monroe Solar, LLC - Solar | System Impact Study In Progress |  | 4500 | [5 empty] | Monroe Solar, LLC |  |  | (704) 200-2913 | Kelly Duke | Photovoltaic | Solar | 443 Cave Rd | Dobson | NC | 27017 | 28051202 |  | Dobson Ret 1201 | 36.3775 | -80.7299
DEP | Distribution | CHKLIST-10701 |  |  |  |  | Bradley Farm, LLC | Bradley Farm, LLC - Solar | Pending System Impact Study |  | 4998 | [5 empty] | Birds Eye Energy |  |  | (704) 665-5978 | Sean Barnett | Photovoltaic | Solar | Cobb-Coley Ln | Dudley | NC | 28333 | T5770B01 | GRANTHAM 23KV | GRANTHAM 230KV | 34.4715 | -79.2984
DEP | Distribution | CHKLIST-10698 |  |  |  |  | Hubble Solar, LLC | Hubble Solar, LLC - Solar | Supplemental Review In Progress |  | 1999 | [5 empty] | Pinegate Development |  |  | (904) 834-7779 | Sean Barnett | Photovoltaic | Solar | 224 NC-130 | Whiteville | NC | 28472 | T6670B03 | FRANKLIN STREET 23KV | WHITEVILLE 115KV | 34.2993 | -78.71
DEC | Distribution | CHKLIST-9218 |  |  | 1150900969 |  | Organ Church Solar, LLC | Organ Church Solar, LLC - Solar | Pending Final Interconnection Agreement |  | 4998 | [5 empty] | Cypress Creek Renewables, LLC | Don | Nista | (310) 581-6299 | Kelly Duke | Photovoltaic | Solar | Organ Church Rd | Rockwell | NC | 28138 | 21431205 |  | Faith Ret 1205 | 35.5159 | -80.4561
DEP | Distribution | CHKLIST-8444 | 493 | CHKLIST 8444 | 603-486-7306 | 622-851-1322 | Highland Brewing Company, Inc. | Highland Brewing Company, Inc. - Solar | Pending Final Interconnection Agreement |  | 250 | [5 empty] | Entropy Limited |  |  | (828) 299-3370 x 308 | Sean Barnett | Photovoltaic | Solar | 12 Old Charlotte Hwy #H | Asheville | NC | 28805 | T0750B16 | OTEEN 12KV | OTEEN 115KV | 35.5711 | -82.4982
DEP | Distribution | CHKLIST-8456 | 637 |  | 410-112-6664 | 477-317-8068 | Whitetail Solar, LLC | Whitetail Solar, LLC- Solar | Facility Study In Progress |  | 9996 | [5 empty] | Birdseye Energy |  |  | (704) 665-5978 | Phillip Cathcart | Photovoltaic | Solar | 823 S. Longstreet Road | Dillon | SC | 29571 | T2745B02 | LATTA 23KV | DILLON MAPLE 230KV | 34.4058 | -79.393
DEP | Distribution | CHKLIST-8476 |  |  |  |  | Carthage Solar LLC | Carthage Solar LLC - Solar - Cancelled | Cancelled |  | 4800 | [5 empty] | Pinegate Development |  |  | (407) 963-2391 | Vinita Moore | Photovoltaic | Solar | US Hwy 15/501 | Carthage | NC | 28327 | T1050B02 | CARTHAGE SOUTH 12KV | CARTHAGE 115KV | 35.3267 | -79.4195
DEP | Distribution | CHKLIST-8517 | 635 |  | 695-210-9277 | 768-417-2922 | Old Wire Farm LLC | Old Wire Farm LLC - Solar | Pending Construction | 1BPG88 (Recloser)/1BPG89 (Meter) | 4800 | [5 empty] | Strata Solar, LLC |  |  | (919) 960-6015 | William Winslow | Photovoltaic | Solar | 18461 Fieldcrest Rd | Laurel Hill | NC | 28351 | T2181B01 | RICHMOND 23KV | LAUREL HILL 230KV | 34.8169 | -79.5225
DEP | Distribution | CHKLIST-9244 |  |  |  |  | Ridgeview Solar Center, LLC | Ridgeview Solar Center, LLC - Solar | Pending System Impact Study |  | 9600 | [8 empty] | (434) 293-7589 | Sean Barnett | Photovoltaic | Solar | W Bobo Newsome HWY | McBee | SC | 29101 | T3665B04 | PINERIDGE 24KV | HARTSVILLE SEGARS MILL 230KV | 34.4516 | -80.2046
DEP | Distribution | CHKLIST-8527 |  |  |  |  | Lobelia Solar LLC - Cancelled | Lobelia Solar LLC - Solar - Cancelled | Cancelled |  | 4800 | [5 empty] | Pinegate Development |  |  | (407) 963-2391 | Vinita Moore | Photovoltaic | Solar | Lobelia Rd | Vass | NC | 28394 | T1550B05 | SAINT JOSEPH'S 23KV | SOUTHERN PINES 115KV | 35.2384 | -79.2293
DEP | Distribution | CHKLIST-8541 |  |  |  |  | New Bern Solar LLC | New Bern Solar LLC - Solar- Cancelled | Cancelled |  | 20000 | [5 empty] | Pinegate Development |  |  | (407) 963-2391 | Vinita Moore | Photovoltaic | Solar | Gaskins Rd | New Bern | NC | 28560 | T4074B02 | ERNUL 23 KV | BRIDGETON 115KV | 35.1998 | -77.0455
DEC | Distribution | CHKLIST-9917 |  |  | 141384092 |  | Duke Energy Business Services, LLC | Duke Energy Business Services, LLC - Solar | Energized |  | 358.6 | [5 empty] | Leidos Engineering |  |  | (704) 382-9787 | Jerry Barton | Photovoltaic | Solar | 1900 N. Main Street | Mt Holly | NC | 28120 | 79291208 |  | Rankin Ave Ret 1208 | 35.3263 | -80.9992 | 2015-09-18
DEP | Distribution | Project 12857 |  |  |  |  | Cast Iron Solar, LLC | Cast Iron Solar, LLC - Solar - Withdrawn | Withdrawn |  | 5000 | [8 empty] | (919) 960-6015 | Sean Barnett | Photovoltaic | Solar | South Alt. US Hwy 117 | Mt Olive | NC | 28333 | T5888B02 | NC 55 24 KV | MT. OLIVE WEST 115 KV
DEP | Distribution | Project 12860 |  |  |  |  | Wedge Solar, LLC | Wedge Solar, LLC - Solar | Pending System Impact Study |  | 5000 | [5 empty] | Strata Solar, LLC |  |  | (919) 960-6015 | Sean Barnett | Photovoltaic | Solar | 540 Hare Rd | Goldsboro | NC | 27534 | T5754B01 | US 13 NORTH 24KV | GOLDSBORO LANGSTON 115KV | 35.4166 | -77.9216
DEC | Distribution | CHKLIST-3896 |  |  | 1132394724 |  | Greenville County Schools-NM | Greenville County Schools dba Roper MTN Science CNTR Park- Solar | Energized |  | 24 | [5 empty] | Solar Energy USA | David | Lovins | (864) 355-7792 | Vinita Moore | Photovoltaic | Solar | 402 Roper Mountain Road | Greenville | SC | 29615 | 02551212 |  | Roper Mtn Ret 1212 |  |  | 2014-11-05
DEC | Distribution | CHKLIST-12143 |  |  | 1366374418 |  | Oceana Rapid LLC - | Oceana Rapid LLC - Solar 2 | Pending Customer Response for IR |  | 50 | [5 empty] | Southern Current LLC |  |  | (864) 232-3766 | Edwin Malinowski | Photovoltaic | Solar | 1320 Hampton Ave | Greenville | SC | 29601 | 02231207 |  | Greenville Main 1207 | 34.8655 | -82.4163
DEP | Distribution | CHKLIST-11092 |  |  |  |  | Ebbie Solar, LLC | Ebbie Solar, LLC - Solar | System Impact Study In Progress |  | 10000 | [5 empty] | FLS Energy, Inc. |  |  | (828) 350-3993 | Sean Barnett | Photovoltaic | Solar | Ebbie Rd | Marion | SC | 28801 | T3005B05 | CENTENARY 23KV | MARION BYPASS 115KV | 35.5865 | -82.566
DEP | Distribution | Project 13394 |  |  |  |  | Carolina Solar Energy LLC - PCSP5 | Carolina Solar Energy LLC - PCSP5 - Solar | Pending Customer Response for IR |  | 350 | [5 empty] | Carolina Solar Energy LLC |  |  | (919) 218-7390 | Edwin Malinowski | Photovoltaic | Solar | 157 Hunt Club Dr | Timberlake | NC | 27583 |  |  |  | 36.1722 | -78.5912
DEP | Distribution | CHKLIST-11789 |  |  |  |  | Fresh Air Energy XI LLC - Tick Bite PV1 | Fresh Air Energy XI LLC - Tick Bite PV1 - Solar | System Impact Study In Progress |  | 5000 | [5 empty] | Ecoplexus, Inc- Installer | Mattan | Shrager | (415) 626-1802 | Sean Barnett | Photovoltaic | Solar | 4331 Tick Bite Rd | Grifton | NC | 28530 | T4170B02 | GRAINGER 23KV | GRIFTON 115KV | 35.3532 | -77.4527
DEC | Distribution | CHKLIST-11442 |  |  | 1992121238 |  | Mark Michaels Inc | Mark Michaels Inc - Solar | Pending Final Interconnection Agreement |  | 60 | [5 empty] | Hannah Solar LLC |  |  | (864) 233-8603 | Kelly Duke | Photovoltaic | Solar | 303 Furman Rd | Greenville | SC | 29609 | 02331205 |  | Langston Creek Ret 1205 | 34.8846 | -82.4105
DEP | Distribution | CHKLIST-11432 |  |  |  |  | Cabaniss Farm, LLC | Cabaniss Farm, LLC - Solar | System Impact Study In Progress |  | 4200 | [5 empty] | Carolina Solar Energy II, LLC |  |  | (919) 682-6822 | Sean Barnett | Photovoltaic | Solar | 61 Mary Drive | Louisburg | NC | 27549 | T4930B02 | LOUISBURG INDUSTRIAL 23KV | LOUISBURG 115KV | 36.0765 | -78.3029
DEC | Distribution | CHKLIST-11531 |  |  | 1170363325 |  | Old Road Solar LLC | Old Road Solar LLC - Solar | Pending System Impact Study |  | 4999 | [5 empty] | FLS Energy, Inc. |  |  | (828) 350-3993 | Jerry Barton | Photovoltaic | Solar | Mt Herman Church Rd | Ruffin | NC | 27326 | 17021201 |  | Ruffin Ret 1201 | 36.2741 | -79.3329
DEC | Distribution | CHKLIST-3797 |  |  | 1588429619 |  | Estes Express Lines | Estes Express Lines - Solar | Energized |  | 634.8 | [5 empty] | Green State Power |  |  | (804) 535-1900 ex 2184 | Kelly Duke | Photovoltaic | Solar | 2800 Electra Dr | Greensboro | NC | 27405 | 09252412 |  | Denny Rd Ret 2412 |  |  | 2015-12-09
DEC | Distribution | CHKLIST-12145 |  |  |  |  | ATOOD Solar III LLC | ATOOD Solar III LLC - B - Solar | Pending System Impact Study |  | 3333 | [5 empty] | ATOOD |  |  | (704) 776-6057 | Jerry Barton | Photovoltaic | Solar | 2751 - B New Cut Rd | Spartanburg | SC | 29302 | 60222401 |  | Bond Park Ret 2401 | 34.9927 | -82.0402
DEP | Distribution | CHKLIST-9955 |  |  | 0258416866 |  | Coastal Beverage Company Inc | Coastal Beverage Company Inc 1245 -Solar | Pending System Impact Study |  | 40 | [5 empty] | United Renewable Energy | Keith | Herbs | (910) 799-3011 | Sean Barnett | Photovoltaic | Solar | 301 Harley Rd. | Wilmington | NC | 28405 | T6471B12 | KING'S GRANT 23KV | MURRAYSVILLE 230KV | 34.2557 | -77.8508
DEP | Distribution | CHKLIST-9953 |  |  | 0258416866 |  | Coastal Beverage Company Inc | Coastal Beverage Company Inc 4322-Solar - Cancelled | Cancelled |  | 40 | [5 empty] | United Renewable Energy | Keith | Herbs | (910) 799-3011 | Sean Barnett | Photovoltaic | Solar | 301 Harley Rd. | Wilmington | NC | 28405 | T6320B07 | NEW CENTRE 23KV | WILMINGTON EAST 230KV | 34.2557 | -77.8508
DEC | Distribution | CHKLIST-12144 |  |  |  |  | ATOOD Solar III LLC | ATOOD Solar III LLC - A - Solar | Pending System Impact Study |  | 1999 | [5 empty] | ATOOD |  |  | (704) 776-6057 | Jerry Barton | Photovoltaic | Solar | 2751-A New Cut Rd | Spartanburg | SC | 29302 | 60222401 |  | Bond Park Ret 2401 | 34.9927 | -82.0402
DEC | Distribution | CHKLIST-12146 |  |  |  |  | AGA TAG Solar III LLC | AGA TAG Solar III LLC - Solar | Pending System Impact Study |  | 1999 | [5 empty] | The Adams Group | Graham | Adams | (980) 254-7823 | Jerry Barton | Photovoltaic | Solar | 2611 New Cut Rd | Spartanburg | SC | 29302 | 60011206 |  | Una Ret 1206 | 34.9923 | -82.031
DEC | Distribution | CHKLIST-11454 |  |  | 291317 |  | Paper Cutters Inc- NM | Paper Cutters Inc - Solar | Pending Final Interconnection Agreement |  | 410 | [5 empty] | Hannah Solar LLC |  |  | (864) 303-6601 | Kelly Duke | Photovoltaic | Solar | 840 N Highway 25 BYP | Greenville | SC | 29617 | 02131205 |  | Daniels Ret 1205 | 34.9403 | -82.4421
DEC | Distribution | CHKLIST-8344 |  |  | 1482018300 |  | Gerry Wood Automotive LLC - Honda | Gerry Wood Automotive LLC - Honda - Solar | Energized |  | 90.75 | [5 empty] | Sundance Power Systems, Inc. | Kevin | Quinn | (704) 216-2660 | Vinita Moore | Photovoltaic | Solar | 414 Jake Alexander Blvd S | Salisbury | NC | 28147 | 21071206 |  | Julian Rd Ret 1206 | 35.6451 | -80.4891 | 2015-01-30
DEC | Distribution | CHKLIST-11459 |  |  | 1466341915 |  | Paul S Peachey | Paul S Peachey dba The Dutch Kettle - Solar | Pending Final Interconnection Agreement |  | 25 | [5 empty] | Unlimited Solar Energy |  |  | (336) 468-8422 | Kelly Duke | Photovoltaic | Solar | 5016 Hunting Creek Church Rd | Hamptonville | NC | 27020 | 29041201 |  | Cycle Ret 1201 | 36.0691 | -80.8289
DEC | Distribution | CHKLIST-11805 |  |  | 1907434825 |  | ATOOD Solar II LLC | ATOOD Solar II LLC | Pending Fast Track Review |  | 1999 | [5 empty] | ATOOD |  |  | (704) 776-6057 | Jerry Barton | Photovoltaic | Solar | 300-A Battleground Rd | Cowpens | SC | 29303 | 60191204 |  | Cowpens Ret 1204 | 35.0297 | -81.8083
DEC | Distribution | CHKLIST-11213 |  |  | 1454106202 |  | Dolgencorp, Inc - 1454106202 | Dolgencorp, Inc - 1454106202 - Solar - Withdrawn | Withdrawn |  | 40 | [5 empty] | Renewvia Energy Corporation |  |  | (615) 415-7604 | Christopher Grant | Photovoltaic | Solar | 501 S Norris Dr | Central | SC | 29630 | 25421202 |  | Norris Ret 1202 | 34.7565 | -82.7523
DEP | Distribution | CHKLIST-9294 |  |  |  |  | Ariel Solar, LLC | Ariel Solar, LLC - Solar -Withdrawn | Withdrawn |  | 4999 | [8 empty] | (704) 621-7884 | Phillip Cathcart | Photovoltaic | Solar | Bloomsbury Rd | Manson | NC | 27533 | T5360B03 | NORLINA 23KV | WARRENTON 115KV | 36.4334 | -78.2791
DEP | Distribution | CHKLIST-8348 | 487 |  | 207-093-7459 | 236-679-4358 | Weststar Precision, Inc #2070937459 | Weststar Precision, Inc #2070937459 - Solar | Energized | 13AQ45 | 96 | [5 empty] | Southern Energy Management | Kelley | Breslow | (919) 557-2820 | Vinita Moore | Photovoltaic | Solar | 1130 Classic Rd | Apex | NC | 27502 | T4530B05 | APEX NORTH 23KV | APEX 230KV | 35.7179 | -78.8302 | 2015-02-03
DEP | Distribution | CHKLIST-12168 |  |  |  |  | Riverboat Farm LLC | Riverboat Farm LLC - Solar | System Impact Study In Progress |  | 5000 | [5 empty] | Strata Solar, LLC |  |  | (919) 960-6015 | Sean Barnett | Photovoltaic | Solar | 1107 Quail St | Elizabethtown | NC | 28337 | T6330B02 | DUBLIN 23KV | ELIZABETHTOWN 115KV | 34.6228 | -78.6241
DEP | Distribution | CHKLIST-11535 |  |  | 7524775140 |  | Physicians Health and Injury Clinic PA | Physicians Health and Injury Clinic P.A. - Solar | Pending Fast Track Review |  | 24 | [5 empty] | Sunstore Solar Energy Solutions | Bruce | Wood | (803) 773-3421 | Sean Barnett | Photovoltaic | Solar | 711 Bultman Dr | Sumter | SC | 29150 | T3966B03 | WESMARK 23KV | SUMTER ALICE DRIVE 230KV | 33.9427 | -80.3718
DEC | Distribution | CHKLIST-11664 |  |  | 1261042435 |  | Wal-Mart Stores East LP - #4237 Indian Land | Wal-Mart Stores East LP - #4237 Indian Land - Solar | Pending Final Interconnection Agreement |  | 720 | [5 empty] | SolBright Renewable Energy |  |  | (479) 204-3278 | Christopher Grant | Photovoltaic | Solar | 10048 Charlotte Highway | Indian Land | SC | 29707 | 01222412 |  | Piper Glen Ret 2412 | 35.0108 | -80.8494
DEC | Distribution | CHKLIST-11472 |  |  | 1553717330 |  | Roy Metal Finishing | Roy Metal Finishing - Solar | Pending Final Interconnection Agreement |  | 48 | [5 empty] | Sunstore Solar Energy Solutions | Bruce | Wood | (864) 277-0420 | Jerry Barton | Photovoltaic | Solar | 1515 Old Grove Rd | Greenville | SC | 29605 | 02431211 |  | Moonville Ret 1211 | 34.7463 | -82.4053
DEC | Distribution | CHKLIST-9968 |  |  | 1389679482 |  | City of Greensboro - 2350 Huffine Mill Rd (Purchase Power) | City of Greensboro - 2350 Huffine Mill Rd (Purchase Power) - Solar | Pending System Impact Study |  | 980 | [5 empty] | Melink Corp-Installer | Jeremy | Chapman | (336) 373-3883 | Kelly Duke | Photovoltaic | Solar | 2350 Huffine Mill Road | McLeansville | NC | 27301 | 09082406 |  | Kildare Ret 2406 | 36.0996 | -79.6902
DEC | Distribution | CHKLIST-11665 |  |  | 1593272866 |  | Wal-Mart Stores East LP - #1603 Chester | Wal-Mart Stores East LP - #1603 Chester - Solar | Pending Final Interconnection Agreement |  | 396 | [5 empty] | SolBright Renewable Energy |  |  | (479) 204-3278 | Christopher Grant | Photovoltaic | Solar | 1691 J A Cochran Bypass | Chester | SC | 29706 | 06021205 |  | East Chester Ret 1205 | 34.6998 | -81.1925
DEC | Distribution | CHKLIST-11471 |  |  |  |  | Highway 16 Farm, LLC | Highway 16 Farm, LLC - Solar | System Impact Study In Progress |  | 5000 | [5 empty] | Strata Solar, LLC |  |  | (919) 960-6015 | Jerry Barton | Photovoltaic | Solar | 4949 N Carolina 16 | Conover | NC | 28613 | 13341201 |  | Catfish Ret 1201 | 35.4699 | -81.1042
DEP | Distribution | CHKLIST-11087 |  |  |  |  | Heights Solar Farm, LLC | Heights Solar Farm, LLC - Solar | System Impact Study In Progress |  | 4996 | [5 empty] | ESA Renewables |  |  | (407) 494-4547 | Sean Barnett | Photovoltaic | Solar | 3021 Thoroughfare Rd | Goldsboro | NC | 27534 | T5912B06 | CHAPEL ROAD 23KV | NEW HOPE 115KV | 35.3764 | -77.9159
DEP | Distribution | CHKLIST-12183 |  |  |  |  | Logan Trading Co Inc - PP | Logan Trading Co Inc - PP - Solar | Pending Final Interconnection Agreement |  | 59.975 | [8 empty] | (919) 906-5812 | Sean Barnett | Photovoltaic | Solar | 707 Semart Dr | Raleigh | NC | 27604 | T5005B05 | CLEVELAND STREET 12KV | MORDECAI 115KV | 35.79 | -78.6408
DEP | Distribution | CHKLIST-9971 | 680 |  | 560-143-4284 | 146-800-8337 | Mule Farm Solar, LLC | Mule Farm Solar, LLC - Solar | Facility Study In Progress |  | 1998 | [5 empty] | Cypress Creek Renewables, LLC | Don | Nista | (213) 347-9377 | Phillip Cathcart | Photovoltaic | Solar | 1175 N Johnson St | Benson | NC | 27504 | T5480B01 | SOUTH JOHNSTON 23KV | BENSON 230KV | 35.3835 | -78.5361
DEC | Distribution | CHKLIST-11482 |  |  | 1877232639 |  | High Pockets Solar, LLC | High Pockets Solar, LLC - Solar | System Impact Study In Progress |  | 4999 | [5 empty] | Birds Eye Energy |  |  | (704) 571-0116 | Jerry Barton | Photovoltaic | Solar | Emerald Mine Rd and Cinnabar St | Shelby | NC | 28152 | 16861201 |  | Christopher Rd Ret 1201 | 35.1385 | -81.3438
DEP | Distribution | Project 13410 |  |  |  |  | Traveller Solar, LLC | Traveller Solar, LLC - Solar | Pending System Impact Study |  | 4992 | [5 empty] | Headwaters Solar |  |  | (828) 251-0467 | Sean Barnett | Photovoltaic | Solar | Approximately 300 Robert E. Lee Drive | Sanford | NC | 27332 | T2141B01 | OLIVIA 24KV | JONESBORO 230KV | 35.4279 | -79.1307
DEP | Distribution | Project 13409 |  |  |  |  | Hood Solar Farm, LLC | Hood Solar Farm, LLC - Solar | Pending System Impact Study |  | 5000 | [5 empty] | ESA Renewables |  |  | (321) 263-5601 | Sean Barnett | Photovoltaic | Solar | 747 Hood Swamp Road | Goldsboro | NC | 27534 | T5754B02 | HOOD SWAMP 24KV | GOLDSBORO LANGSTON 115KV | 35.4088 | -77.8768
DEP | Distribution | CHKLIST-10921 |  |  |  |  | Spencer Solar Farm, LLC | Spencer Solar Farm, LLC - Solar | System Impact Study In Progress |  | 10000 | [5 empty] | Hudson Energy Development | Timothy | Danielson | (917) 751-0962 | Sean Barnett | Photovoltaic | Solar | 2765 Florence Highway | Sumter | SC | 29153 | T3980B03 | MATHIS STREET 23KV | SUMTER NORTH 230KV | 33.9568 | -80.2605
DEC | Distribution | CHKLIST-8608 |  |  | 1327537172 |  | Teague Solar, LLC | Teague Solar, LLC - Solar - Withdrawn | Withdrawn |  | 4999 | [5 empty] | FLS Energy, Inc. |  |  | (828) 350-3993 | Tershelle Green | Photovoltaic | Solar | 350 Teague Rd | Madison | NC | 27025 | 51061206 |  | Madison Ret 1206 | 36.3686 | -80.0137
DEC | Distribution | CHKLIST-9986 |  |  | 1412723976 |  | Church Solar Farm, LLC | Church Solar Farm, LLC - Solar - Cancelled | Cancelled |  | 5000 | [5 empty] | Long Solar, LLC | William (Will) | Long | 7048801279 | Jerry Barton | Photovoltaic | Solar | Fall Creek Church Rd | Jonesville | NC | 28642 | 29051201 |  | Fall Creek Ret 1201 | 36.2273 | -80.8069
DEC | Distribution | CHKLIST-9992 |  |  | 1532513057 |  | Yuze Holdings LLC | Yuze Holdings LLC - Solar | Energized |  | 23.54 | [5 empty] | Sunstore Solar Energy Solutions | Bruce | Wood | (864) 420-5202 | Vinita Moore | Photovoltaic | Solar | 1046 Pleasantburg Dr | Greenville | SC | 29615 | 02031207 |  | Augusta Rd Ret 1207 |  |  | 2016-01-15
DEP | Distribution | CHKLIST-11491 |  |  |  |  | Polk Solar, LLC | Polk Solar, LLC - Solar | Pending System Impact Study |  | 3667 | [5 empty] | NARENCO |  |  | (704) 615-3838 | Sean Barnett | Photovoltaic | Solar | 801 North Carolina 39 | Louisburg | NC | 27549 | T4930B02 | LOUISBURG INDUSTRIAL 23KV | LOUISBURG 115KV | 36.0773 | -78.3024
DEC | Distribution | CHKLIST-9982 |  |  | 1516658724 |  | Cowpens Solar, LLC | Cowpens Solar, LLC - Solar | Pending System Impact Study |  | 3000 | [5 empty] | FLS Energy, Inc. |  |  | (828) 350-3993 | Jerry Barton | Photovoltaic | Solar | 400 Cliffside Hwy | Chesnee | SC | 29323 | 60251202 |  | Chesnee Ret 1202 | 35.1508 | -81.8173
DEC | Distribution | Project 13407 |  |  |  |  | Southwick Solar Farm, LLC | Southwick Solar Farm, LLC - Solar | Pending System Impact Study |  | 4000 | [5 empty] | ESA Renewables |  |  | (321) 263-5601 | Jerry Barton | Photovoltaic | Solar | 3110 Boy Wood Road | Graham | NC | 27253 | 11191204 |  | Swepsonville Tie 1204 | 36.009 | -79.3731
DEP | Distribution | CHKLIST-11495 |  |  |  |  | Jefferson Solar, LLC - Hartsville, SC | Jefferson Solar, LLC - Hartsville, SC - Solar | Pending System Impact Study |  | 8160 | [5 empty] | Sustainable Energy Solutions |  |  | (843) 906-4759 | Sean Barnett | Photovoltaic | Solar | Southeast Side of Hartsville of of S Marquis Hwy | Hartsville | SC | 29550 | T3680B13 | LYDIA 23KV | HARTSVILLE 115KV | 34.3496 | -80.0581
DEP | Distribution | CHKLIST-11497 |  |  |  |  | Bell Solar LLC | Bell Solar LLC - Solar | Pending System Impact Study |  | 6120 | [5 empty] | Solbridge |  |  | (843) 906-4759 | Sean Barnett | Photovoltaic | Solar | Timmonsville Hwy | Darlington | SC | 29532 | T2714B12 | CHESTNUT STREET 24KV | DARLINGTON PINEVILLE ROAD 115KV | 34.2755 | -79.8781
DEC | Distribution | CHKLIST-11490 |  |  |  |  | Saltgrass Solar LLC | Saltgrass Solar LLC - Solar | Pending Customer Response for IR |  | 4000 | [5 empty] | Greenex Solar LLC |  |  | (704) 907-7163 | Jerry Barton | Photovoltaic | Solar | Anderson Regional Airport Airport Road | Anderson | SC | 29626 | 04011205 |  | Byrum Creek Ret 1205 | 34.4959 | -82.7136
DEC | Distribution | CHKLIST-9513 |  |  | 1603069897 |  | HSW Power Inc. Riverstone Solar Farm | HSW Power Inc Riverstone Solar Farm - Solar | System Impact Study In Progress |  | 5000 | [5 empty] | Optima Engineering |  |  | (704) 593-9883 | Jerry Barton | Photovoltaic | Solar | 219 Broad River Blvd | Forest City | NC | 28043 | 15241201 |  | Riverstone Ret 1201 | 35.2112 | -81.8634
DEC | Distribution | CHKLIST-9313 |  |  | 1386198704 |  | Lyon Solar, LLC | Lyon Solar, LLC - Solar - Cancelled | Cancelled |  | 4800 | [5 empty] | Cypress Creek Renewables, LLC | Don | Nista | (310) 581-6299 | Jerry Barton | Photovoltaic | Solar | E. Lyon Station Rd | Creedmoor | NC | 27522 | 14042409 |  | Butner Ret 2409 | 36.1268 | -78.727
DEC | Distribution | CHKLIST-11537 |  |  |  |  | SoCore SC Development LLC - Jones Creek | SoCore SC Development LLC - Jones Creek - WITHDRAWN | Withdrawn |  | 1980 | [5 empty] | SoCore Energy, LLC |  |  | (773) 913-4404 | Jerry Barton | Photovoltaic | Solar | 1058 Martin Road | Anderson | SC | 29621 | 04221203 |  | Piercetown SS 1203 | 34.6409 | -82.6101
DEP | Distribution | CHKLIST-9311 | 557 |  | 818-297-8547 | 575-173-9904 | Landmark Solar Farm, LLC | Landmark Solar Farm, LLC - Solar | Pending Construction |  | 1998 | [5 empty] | CGY NC II Lessor, LLC |  |  | (305) 521-9769 | William Winslow | Photovoltaic | Solar | 700 Landmark Road | Willow Springs | NC | 27592 | T5670B03 | JACKSON KING 24KV | EDMONDSON 230KV | 35.5295 | -78.6376
DEC | Distribution | CHKLIST-12187 |  |  | 1646050499 |  | Gardner Capital Solar Development LLC - Crouse Solar | Gardner Capital Solar Development LLC - Crouse Solar | System Impact Study In Progress |  | 3668 | [5 empty] | Self Installed - NC |  |  | (415) 760-3193 | Jerry Barton | Photovoltaic | Solar | 4223 Old Lincolnton Rd | Crouse | NC | 28033 | 16041201 |  | Cherryville Ret 1201 | 35.4053 | -81.3261
DEC | Distribution | CHKLIST-3922 |  |  | 2123370349 |  | Bradley Farm, LLC | Bradley Farm, LLC - Solar - Cancelled | Cancelled |  | 5000 | [5 empty] | Birds Eye Energy |  |  | (704) 665-5978 | Jerry Barton | Photovoltaic | Solar | 331 Bradley Rd | Boiling Springs | NC | 28017 | 09061203 |  | Climax Ret 1203
DEC | Distribution | CHKLIST-3830 |  |  | 1900305398 |  | Hood Road Solar Park LLC | Hood Road Solar Park LLC - Solar | Pending Customer Response for Study |  | 5000 | [5 empty] | Solar Green Development, LLC |  |  | (704) 299-3410 | Kelly Duke | Photovoltaic | Solar | 9661 Hood Rd | Charlotte | NC | 28215 | 01342408 |  | Newell Ret 2407 | 35.272 | -80.6967
DEC | Distribution | CHKLIST-11503 |  |  | 0004544454 |  | Renewable Water Resources 2 | Renewable Water Resources 2 - Solar | Pending Customer Response for Study |  | 610 | [8 empty] | (864) 299-4000 | Christopher Grant | Photovoltaic | Solar | 497 Harrison Bridge Rd | Simpsonville | SC | 29680 | 02271202 |  | Holcombe Rd Ret 1202 | 34.7053 | -82.255
DEC | Distribution | CHKLIST-11505 |  |  | 2425206 |  | Sitton Buick Co Inc - NM | Sitton Buick Co Inc - Solar | Pending Supplemental Review |  | 41.6 | [5 empty] | Hannah Solar LLC |  |  | (864) 288-5600 | Kelly Duke | Photovoltaic | Solar | 2640 Laurens Rd | Greenville | SC | 29607 | 02351205 |  | Laurel Creek Ret 1205 | 34.8227 | -82.3442
DEC | Distribution | CHKLIST-2186 |  |  | 0003173444 |  | TelExpress, Inc-406 Interstate | TelExpress, Inc-406 Interstate-Solar | Energized |  | 52 | [5 empty] | United Renewable Energy | Keith | Herbs | (336) 431-4000 | Philisha Kirkpatrick | Photovoltaic | Solar | 406 Interstate Drive | Archdale | NC | 27263 | 10172412 |  | Millis Ret 2412 |  |  | 2012-12-31
DEC | Distribution | CHKLIST-3215 |  |  | 1752220137 |  | Goins Solar Farm, LLC | Goins Solar Farm, LLC- Solar - Withdrawn | Withdrawn |  | 3500 | [5 empty] | Argand Energy Solutions |  |  | (704) 583-0016 | Stewart Grantham | Photovoltaic | Solar | 5629 U.S. Highway 601 | Yadkinville | NC | 27055 | 29021201 |  | Boonville Ret 1201
DEC | Distribution | CHKLIST-11118 |  |  |  |  | SolBright Renewable Energy, LLC - SCTAC | SolBright Renewable Energy, LLC - SCTAC - Solar | Pending Fast Track Review |  | 972 | [5 empty] | SolBright Renewable Energy |  |  | (803) 665-6688 | Jerry Barton | Photovoltaic | Solar | 2 Exchange St | Greenville | SC | 29605 | 02431205 |  | Moonville Ret 1205 | 34.7443 | -82.3589
DEP | Distribution | CHKLIST-10667 |  |  |  |  | Fresh Air Energy XXIV, LLC - Willoughby PV1 | Fresh Air Energy XXIV, LLC - Willoughby PV1 - Solar | Pending System Impact Study |  | 20000 | [5 empty] | Ecoplexus, INC |  |  | (415) 626-1802 | Sean Barnett | Photovoltaic | Solar | 1449 Red Hill Church Rd | Dunn | NC | 28334 | T5650B20 | ERWIN HIGHWAY 55 23KV | ERWIN 230KV | 35.344 | -78.643
DEC | Distribution | CHKLIST-6028 |  |  | 1331895716 |  | The Animal Hospital of Carrboro | The Animal Hospital of Carrboro - Solar | Energized |  | 26.8 | [5 empty] | Southern Energy Management - Morrisville | Will | Etheridge | (919) 967-9261 | Vinita Moore | Photovoltaic | Solar | 112 West Main St | Carrboro | NC | 27510 | 19011201 |  | Cameron Ave SS 1201 | 35.9103 | -79.0739 | 2014-11-25
DEC | Distribution | CHKLIST-10690 |  |  | 1972351106 |  | Steel Fab, Inc - 1972351106 | Steel Fab, Inc - 1972351106 - Solar | Energized |  | 208 | [5 empty] | Inman Solar |  |  | (704) 398-6102 | Christopher Grant | Photovoltaic | Solar | 8623 Old Dowd Rd | Charlotte | NC | 28214 | 01421206 |  | Kudzu Ret 1207 | 35.2287 | -80.9785 | 2016-04-19
DEC | Distribution | CHKLIST-11105 |  |  | 1403991193 |  | Airlie Solar Farm, LLC | Airlie Solar Farm, LLC - Solar | Pending System Impact Study |  | 1998 | [5 empty] | ESA Renewables |  |  | (407) 494-4547 | Kelly Duke | Photovoltaic | Solar | 2423 Poors Ford Rd | Rutherfordton | NC | 28139 | 15171203 |  | Cleghorn SS 1203 | 35.2828 | -81.9462
DEP | Distribution | Project 12985 |  |  | 1486952631 |  | Manheim Remarketing Inc | Manheim South Carolina Solar Project - 1486952631 | Pending Fast Track Review |  | 24 | [5 empty] | Inman Solar |  |  | (770) 296-5524 | Sean Barnett | Photovoltaic | Solar | 1111 Harry Byrd Hwy | Darlington | SC | 29532 | T2710B03 | HIGHWAY 151 23KV | DARLINGTON 115KV | 34.2946 | -79.8949
DEC | Distribution | Project 12436 |  |  | 1947020871 |  | Stella Solar Center LLC | Stella Solar Center LLC - Solar | Pending System Impact Study |  | 15000 | [5 empty] | Coronal Development Services, LLC | Andrew | Foukal | (434) 293-7589 | Jerry Barton | Photovoltaic | Solar | Stella Dr | Laurens | SC | 29360 | 07481201 |  | Trinity Ridge Ret 1201 | 34.5471 | -82.0732
DEP | Distribution | CHKLIST-10664 |  |  | 2822170318 |  | R.E.A.C.H of Asheville, PLLC | R.E.A.C.H of Asheville PLLC - Solar | Under Construction |  | 45 | [5 empty] | Sugar Hollow Solar, Inc. |  |  | (882) 606-2474 | Sean Barnett | Photovoltaic | Solar | 677 Brevard Rd | Asheville | NC | 28806 | T0340B11 | AMBOY 12KV | WEST ASHEVILLE 115KV | 35.5434 | -82.5977
DEC | Distribution | CHKLIST-3772 |  |  | 1960654806 |  | Tiburon Holdings, LLC | Tiburon Holdings, LLC - Solar | Pending Customer Payment for Release to Construction |  | 4500 | [5 empty] | Birds Eye Energy |  |  | (704) 665-5978 | Jerry Barton | Photovoltaic | Solar | NC 801 S | Advance | NC | 27006 | 03011208 |  | Advance Ret 1208 | 35.9445 | -80.4119
DEC | Distribution | CHKLIST-3773 |  |  | 1960654806 |  | Hereford Holdings, LLC | Hereford Holdings, LLC - Solar - Cancelled | Cancelled |  | 4500 | [5 empty] | Birds Eye Energy |  |  | (704) 665-5978 | Jerry Barton | Photovoltaic | Solar | Poors Ford Rd | Rutherfordton | NC | 28139 | 15171203 |  | Cleghorn SS 1203
DEC | Distribution | CHKLIST-3771 |  |  | 1139730135 |  | Fresh Air Energy XV, LLC - Old Catawba | Fresh Air Energy XV, LLC - Old Catawba - Solar | Energized |  | 3500 | [5 empty] | Ecoplexus, Inc- Installer | Mattan | Shrager | (415) 449-3466 | Kelly Duke | Photovoltaic | Solar | Old Catawba Rd | Claremont | NC | 28610 | 13121211 |  | Claremont Ret 1211 | 35.7096 | -81.1342 | 2015-12-10
DEC | Distribution | CHKLIST-3779 |  |  | 0003616826 |  | G & W Equip Inc | G & W Equipment Inc - Solar | Energized |  | 72 | [5 empty] | Sundance Power Systems, Inc. | Kevin | Quinn | (704) 394-6316 | Janet Robinson | Photovoltaic | Solar | 600 Lawton Rd | Charlotte | NC | 28216 | 01291210 |  | Bellhaven Ret 1210 |  |  | 2014-12-19
DEC | Distribution | CHKLIST-9923 |  |  | 1084209331 |  | Duke Energy Corporation - WoodLeaf Solar | Duke Energy Corporation - Woodleaf - Solar | Pending Final Interconnection Agreement |  | 6000 | [8 empty] | (980) 373-5624 | Jerry Barton | Photovoltaic | Solar | Old US Highway 70 & NC 801 | Salisbury | NC | 28147 | 21081204 |  | Cleveland Ret 1204 | 35.7234 | -80.614
DEP | Distribution | CHKLIST-9922 |  |  |  |  | Starr Farm, LLC | Starr Farm, LLC - Solar | System Impact Study In Progress |  | 4998 | [5 empty] | Strata Solar, LLC |  |  | (919) 960-6015 | Sean Barnett | Photovoltaic | Solar | 555 Five Bridge Road | Clinton | NC | 28328 | T5570B02 | BEAUNIT 23KV | CLINTON NORTH 115KV | 35.0164 | -78.3544
DEP | Distribution | Project 12855 |  |  |  |  | Buttercup Solar LLC | Buttercup Solar LLC - Solar | Pending System Impact Study |  | 5000 | [5 empty] | Cypress Creek Renewables, LLC | Don | Nista | (310) 581-6299 | Sean Barnett | Photovoltaic | Solar | 1299 W Charity Rd | Rose Hill | NC | 28458 | T4285B02 | CHARITY 23KV | ROSE HILL 230KV | 34.4925 | -77.5821
DEP | Distribution | Project 12859 |  |  |  |  | Marchpast Solar, LLC | Marchpast Solar, LLC - Solar | Pending System Impact Study |  | 5000 | [8 empty] | (919) 960-6015 | Sean Barnett | Photovoltaic | Solar | 13114 US 158 | Littleton | NC | 27850 | T4915B01 | LITTLETON 23KV | LITTLETON 115KV | 36.4467 | -77.8893
DEC | Distribution | CHKLIST-12141 |  |  | 1648795062 |  | Oceana Rapid LLC - | Oceana Rapid LLC - Solar 1 | Pending Customer Response for IR |  | 25 | [5 empty] | Southern Current LLC |  |  | (864) 232-3766 | Edwin Malinowski | Photovoltaic | Solar | 1320 Hampton Ave | Greenville | SC | 29601 | 02231207 |  | Greenville Main 1207 | 34.8655 | -82.4163
DEC | Distribution | CHKLIST-11430 |  |  |  |  | Toprak LLC | Toprak LLC - Solar - Cancelled | Cancelled |  | 2000 | [5 empty] | Birds Eye Energy |  |  | (704) 751-0116 | Jerry Barton | Photovoltaic | Solar | 197 Crawford Rd | Mocksville | NC | 27028 | 21552402 |  | Mocksville Main 2402 | 35.8336 | -80.575
DEC | Distribution | CHKLIST-3905 |  |  | 1367672433 |  | Statesville Solar, LLC | Statesville Solar, LLC - Solar | Pending Final Interconnection Agreement |  | 4800 | [5 empty] | Pinegate Development |  |  | (407) 963-2391 | Kelly Duke | Photovoltaic | Solar | 12925 Statesville Blvd | Cleveland | NC | 27013 | 80862404 |  | Elmwood Ret 2404 | 35.7412 | -80.7162
DEP | Distribution | Project 13395 |  |  |  |  | Lee Landing Solar LLC | Lee Landing Solar LLC - Solar | Pending System Impact Study |  | 4032 | [5 empty] | Headwaters Solar |  |  | (828) 251-0467 | Sean Barnett | Photovoltaic | Solar | 7634 NC Highway 55 | New Bern | NC | 28560 | T4050B02 | AURORA 23KV | BAYBORO 230KV | 35.135 | -76.8948
DEC | Distribution | CHKLIST-11529 |  |  | 2039798695 |  | Moyer Solar LLC | Moyer Solar LLC - Solar | System Impact Study In Progress |  | 4999 | [5 empty] | FLS ENERGY INC - 4040706857 |  |  | (828) 350-3993 | Jerry Barton | Photovoltaic | Solar | 5368 NC 135 | stoneville | NC | 27048 | 51161202 |  | Dan Valley Ret 1202 | 36.4241 | -79.9091
DEC | Distribution | Project 13402 |  |  |  |  | Whitney Solar, LLC | Whitney Solar, LLC - Solar | Pending Customer Response for IR |  | 4992 | [5 empty] | Headwaters Solar |  |  | (828) 251-0467 | Janet Robinson | Photovoltaic | Solar | 6324 Whitney Road | Graham | NC | 27253 | 11151201 |  | Saxapahaw Ret 1201 | 35.5549 | -79.1826
DEC | Distribution | CHKLIST-3802 |  |  | 1143100089 |  | Cline Solar, LLC | Cline Solar, LLC - Solar | Under Construction |  | 5000 | [5 empty] | Cypress Creek Renewables, LLC | Don | Nista | (310) 581-6299 | Kelly Duke | Photovoltaic | Solar | (Need #) Cline Park Rd | Hildebran | NC | 28637 | 13351201 |  | Longview Ret 1201 | 35.7203 | -81.4177
DEC | Distribution | CHKLIST-3803 |  |  | 1215686983 |  | Product Recovery Management, Inc | Product Recovery Management, Inc - Solar | Energized |  | 248.4 | [5 empty] | Product Recovery Management, Inc |  |  | (919) 451-2635 | Vinita Moore | Photovoltaic | Solar | 100 22nd St | Durham | NC | 27703 | 14042403 |  | Butner Ret 2403 |  |  | 2014-11-14
DEC | Distribution | CHKLIST-3801 |  |  | 1948406736 |  | Germantown Solar, LLC | Germantown Solar, LLC - Solar | Energized |  | 5000 | [5 empty] | Cypress Creek Renewables, LLC | Don | Nista | (310) 581-6299 | Kelly Duke | Photovoltaic | Solar | NC Highway 65 East | Rural Hall | NC | 27045 | 03281204 |  | Rural Hall Ret 1204 | 36.2463 | -80.2545 | 2015-12-07
DEP | Distribution | CHKLIST-11799 |  |  | 8823579647 | 5894974921 | Walter Henry Bundy, Jr | Walter Henry Bundy, Jr - Solar | Pending Fast Track Review |  | 63 | [5 empty] | Sunstore Solar Energy Solutions | Bruce | Wood | (803) 729-9771 | Sean Barnett | Photovoltaic | Solar | 1768 Sumter Hwy | Rembert | SC | 29128 | T3391B01 | WATEREE 23 KV | CAMDEN 230KV | 34.1364 | -80.5464
DEC | Distribution | CHKLIST-8342 |  |  | 1180646380 |  | Gerry Wood Automotive LLC - Kia | Gerry Wood Automotive LLC - Kia - Solar | Energized |  | 84 | [5 empty] | Sundance Power Systems, Inc. | Kevin | Quinn | (704) 216-2660 | Vinita Moore | Photovoltaic | Solar | 529 Jake Alexander | Salisbury | NC | 28147 | 21071206 |  | Julian Rd Ret 1206 | 35.6448 | -80.4893 | 2015-02-06
DEC | Distribution | CHKLIST-9286 |  |  | 1398599564 |  | Murdock Solar Farm, LLC | Murdock Solar Farm, LLC - Solar - Withdrawn | Withdrawn |  | 4800 | [5 empty] | Cypress Creek Renewables, LLC | Don | Nista | (310) 581-6299 | Vinita Moore | Photovoltaic | Solar | Murdock Rd | Troutman | NC | 28166 | 80811202 |  | Murdock Rd Ret 1202 | 35.7187 | -80.8787
DEC | Distribution | CHKLIST-11455 |  |  | 1612953230 |  | New South Supply Construction LLC - NM | New South Supply Construction LLC - Solar | Pending Customer Response for Study |  | 40 | [5 empty] | Hannah Solar LLC |  |  | (864) 263-4376 | Kelly Duke | Photovoltaic | Solar | 9 N Kings Rd | Greenville | SC | 29605 | 02031207 |  | Augusta Rd Ret 1207 | 34.8028 | -82.3697
DEC | Distribution | CHKLIST-11801 |  |  |  |  | Metromont Corporation - Spartanburg | Metromont Corporation - Spartanburg - Solar - Superseded | Superseded |  | 588 | [5 empty] | Inman Solar |  |  | (864) 605-5000 | Jerry Barton | Photovoltaic | Solar | 475 Simuel Rd | Spartanburg | SC | 29303 | 60011211 |  | Una Ret 1211 | 34.5832 | -81.5818
DEC | Distribution | CHKLIST-9293 |  |  | 1522719005 |  | White Street Renewables LLC | White Street Renewables, LLC - Solar | Pending Final Interconnection Agreement |  | 3500 | [5 empty] | Petra Engineering | Wayne | Marshall | (704) 987-1406 | Kelly Duke | Photovoltaic | Solar | 2503 White St | Greensboro | NC | 27405 | 09082411 |  | Kildare Ret 2411 | 36.1051 | -79.7199
DEC | Distribution | CHKLIST-11804 |  |  | 1799743950 |  | AGA TAG Solar II LLC | AGA TAG Solar II LLC - Solar | System Impact Study In Progress |  | 1999 | [5 empty] | The Adams Group | Graham | Adams | (980) 254-7823 | Jerry Barton | Photovoltaic | Solar | 300-B Battleground Rd | Cowpens | SC | 29303 | 60191201 |  | Cowpens Ret 1201 | 35.0297 | -81.8083
DEC | Distribution | CHKLIST-9504 |  |  | 0001901832 |  | Klingspor Abrasive Inc | Klingspor Abrasive Inc - Solar | Energized |  | 445 | [5 empty] | Global Energy Products |  |  | (828) 326-0269 | Kelly Duke | Photovoltaic | Solar | 2555 Tate Blvd SE | Hickory | NC | 28602 | 13371207 |  | Sweetwater Ret 1207 | 35.7247 | -81.2824 | 2015-12-30
DEC | Distribution | CHKLIST-11663 |  |  | 1308975910 |  | Wal-Mart Stores East LP - #5745 Lake Wylie | Wal-Mart Stores East LP - #5745 Lake Wylie - Solar | Pending Final Interconnection Agreement |  | 792 | [5 empty] | SolBright Renewable Energy |  |  | (479) 204-3278 | Christopher Grant | Photovoltaic | Solar | 175 Highway 274 | Lake Wylie | SC | 29710 | 72452409 |  | River Hills Ret 2409 | 35.1217 | -81.085
DEP | Distribution | CHKLIST-9505 |  |  |  |  | Centerville Church Solar, LLC | Centerville Church Solar, LLC- Solar | System Impact Study In Progress |  | 5499 | [5 empty] | FLS Energy, Inc. |  |  | (828) 350-3993 | Sean Barnett | Photovoltaic | Solar | 269 Herbert Dr. | Fairmont | NC | 28340 | T1980B03 | FAIRMONT NORTH 23KV | FAIRMONT 115KV | 35.5402 | -79.0749
DEP | Distribution | Project 12875 |  |  |  |  | Ransom Solar, LLC | Ransom Solar, LLC - Solar | Pending System Impact Study |  | 4999.999 | [5 empty] | FLS Energy, Inc. |  |  | (828) 350-3993 | Janet Robinson | Photovoltaic | Solar | off of Ransom Road, approx. 1500ft east of the intersection of Ransom Rd. and Rad Hill Church Road | Clinton | NC | 28328 | T5580B05 | BOYKIN BRIDGE ROAD 23KV | CLINTON FERRELL ST. 115KV | 34.9623 | -78.3355
DEP | Distribution | CHKLIST-12161 |  |  |  |  | CB Bladen Solar II LLC | CB Bladen Solar II LLC - Solar | System Impact Study In Progress |  | 5000 | [5 empty] | United Renewable Energy, LLC | Julian | Dossche | (704) 807-4723 | Sean Barnett | Photovoltaic | Solar | 2991 US 701 Hwy S | Elizabethtown | NC | 28337 | T6330B01 | ELIZABETHTOWN 23KV | ELIZABETHTOWN 115KV | 34.5874 | -78.6229
DEP | Distribution | CHKLIST-11466 |  |  |  |  | HCE Moore I, LLC | HCE Moore I, LLC - Solar | Pending Customer Response for Study |  | 1998 | [5 empty] | Holocene Clean Energy |  |  | (919) 827-0039 | Sean Barnett | Photovoltaic | Solar | 305 Fayetteville St | Aberdeen | NC | 28315 | T0900B01 | MCCAIN 23KV | ABERDEEN 115KV | 35.1333 | -79.4237
DEC | Distribution | CHKLIST-11662 |  |  | 1082176072 |  | Wal-Mart Stores East LP - #3191 Pickens | Wal-Mart Stores East LP - #3191 Pickens - Solar | Pending Final Interconnection Agreement |  | 324 | [5 empty] | SolBright Renewable Energy |  |  | (479) 204-3278 | Christopher Grant | Photovoltaic | Solar | 2637 Gentry Memorial Hwy | Pickens | SC | 29671 | 25491201 |  | Pickens Ret 1201 | 34.8693 | -82.6932
DEC | Distribution | CHKLIST-11812 |  |  | 1154605742 |  | Velux Greenwood Inc | Velux Greenwood Inc - Solar | Pending Construction |  | 990 | [5 empty] | Radiance Solar |  |  | (864) 377-0785 | Jerry Barton | Photovoltaic | Solar | 450 Old Brickyard Rd | Greenwood SC | SC | 29648 | 07561209 |  | Emerald Rd Ret 1209 | 34.1313 | -82.6251
DEC | Distribution | CHKLIST-11469 |  |  | 1985652432 |  | Roper Mountain Rd Selfstorage | The Roper Group. LLC - Solar PP | Pending Construction |  | 49.2 | [5 empty] | R&C Construction Solar |  |  | (864) 234-0600 | Christopher Grant | Photovoltaic | Solar | 1211 Roper Mountain Rd | Greenville | SC | 29615 | 02551212 |  | Roper Mtn Ret 1212 | 34.839 | -82.2894
DEC | Distribution | CHKLIST-10925 |  |  | 0000549664 |  | Kohler Company | Kohler Company - Solar | System Impact Study In Progress |  | 1000 | [5 empty] | SoCore Energy, LLC |  |  | (920) 457-4441 | Jerry Barton | Photovoltaic | Solar | 2851 Southport Rd | Spartanburg | SC | 29302 | No Feeder |  | Kohler Co | 34.9228 | -81.8507
DEC | Distribution | CHKLIST-3022 |  |  | 1636474814 |  | County Home Solar Center, LLC | County Home Solar Center, LLC | Under Construction |  | 1999 | [5 empty] | Heelstone Energy, LLC |  |  | (225) 615-3330 | Kelly Duke | Photovoltaic | Solar | 230 Victory Lane | Shelby | NC | 28152 | 16801211 |  | Patterson Springs Ret 1211 | 35.2619 | -81.5102
DEP | Distribution | CHKLIST-11076 |  |  |  |  | Inman Solar - Marlboro Site | Inman Solar - Marlboro - Solar | Pending System Impact Study |  | 8800 | [5 empty] | Inman Solar |  |  | (404) 502-1915 | Sean Barnett | Photovoltaic | Solar | Oak Hill Road | McColl | SC | 29570 | T2750B04 | DILLON INDUSTRIAL 23KV | DILLON 115KV | 34.6749 | -79.5323
DEC | Distribution | CHKLIST-3021 |  |  | 2041384139 |  | Mariposa Solar Center, LLC | Mariposa Solar Center, LLC- Solar | Under Construction |  | 4999 | [5 empty] | Heliosage Energy | Andrew | Foukal | (434) 293-7589 | Kelly Duke | Photovoltaic | Solar | 220 Mariposa Rd | Stanley | NC | 28164 | 79131201 |  | N Stanley Ret 1201 | 35.3741 | -81.0873
DEC | Distribution | CHKLIST-10522 |  |  | 2572366 |  | Heat Transfer Sales | Heat Transfer Sales - Solar | Energized |  | 40 | [5 empty] | Baker Renewable Energy | Kelli | Clark | (919) 870-7867 | Christopher Grant | Photovoltaic | Solar | 4101 Beechwood Dr | Greensboro | NC | 27410 | 09202403 |  | Tarrant Rd Ret 2403 | 36.0543 | -79.9463 | 2015-12-18
DEC | Distribution | CHKLIST-3432 |  |  | 1659309426 |  | RayLen Vineyards, Inc. | RayLen Vineyards, Inc.-Solar PP- 2nd Installation | Energized |  | 336 | [5 empty] | Argand Energy Solutions |  |  | 336-998-3100 | Vinita Moore | Photovoltaic | Solar | 3577 U.S. Highway 158 | Mocksville | NC | 27028 | 03552401 |  | Mocksville Main 2401 |  |  | 2014-12-10
DEC | Distribution | CHKLIST-10983 |  |  | 1961131822 |  | Onyx Development Group - 16 Laurens County | Onyx Development Group - 16 Laurens County - Solar - Cancelled | Cancelled |  | 5000 | [5 empty] | Onyx Development Group |  |  | (610) 324-2492 | Jerry Barton | Photovoltaic | Solar | 14055 US 221 | Waterloo | SC | 29384 | 07482401 |  | Trinity Ridge Ret 2401 | 34.319 | -82.0523
DEP | Distribution | CHKLIST-11917 |  |  |  |  | Washington Solar LLC - (SC) | Washington Solar LLC - (SC) - Solar | System Impact Study In Progress |  | 2000 | [5 empty] | Southern Current LLC |  |  | (843) 906-4759 | Sean Barnett | Photovoltaic | Solar | State Rd S-34-21 & Emerson Rd | Mullins | SC | 29574 | T3030B01 | MULLINS 23 KV | MULLINS 115KV | 34.2381 | -79.252
DEC | Distribution | CHKLIST-2366 |  |  | 1610156391 |  | Guilford 29 Farm, LLC | Guilford 29 Farm, LLC- Solar - Withdrawn | Withdrawn |  | 4500 | [5 empty] | Strata Solar, LLC |  |  | (919) 960-6015 | Stewart Grantham | Photovoltaic | Solar | 6101 US Highway 29 | Browns Summit | NC | 27214 | 09262403 |  | Rudd Ret 2403
DEC | Distribution | Project 13206 |  |  |  |  | Pilot Mountain Solar, LLC | Pilot Mountain Solar, LLC - Solar | Pending System Impact Study |  | 4999 | [5 empty] | FLS Energy, Inc. |  |  | (828) 350-3993 | Jerry Barton | Photovoltaic | Solar | Off of Old Meadowbrook Drive | King | NC | 27021 | 03191205 |  | King Ret 1205 | 36.2716 | -80.3769
DEP | Distribution | CHKLIST-9515 |  |  |  |  | Wix Solar, LLC | Wix Solar, LLC - Solar - Withdrawn | Withdrawn |  | 9600 | [5 empty] | Cypress Creek Renewables, LLC | Don | Nista | (310) 581-6299 | Sean Barnett | Photovoltaic | Solar | Wix Rd. | Dillon | SC | 29536 | T2750B04 | DILLON INDUSTRIAL 23KV | DILLON 115KV | 34.4459 | -79.3917
DEC | Distribution | CHKLIST-9314 |  |  | 1121947744 |  | Morse Measurements LLC | Morse Measurements LLC - Solar | Energized |  | 24 | [5 empty] | Baker Renewable Energy | Kelli | Clark | (704) 638-6515 | Kelly Duke | Photovoltaic | Solar | 1163 Speedway Blvd | Salisbury | NC | 28146 | 21061209 |  | Sumner Ret 1209 | 35.6221 | -80.5015 | 2015-09-11
DEP | Distribution | CHKLIST-9315 |  |  |  |  | Foxtrot Solar Farm | Foxtrot Solar Farm, LLC - Solar - Cancelled | Cancelled |  | 5040 | [5 empty] | Sustainable Energy Solutions |  |  | (843) 906-4759 | Bryan Griffin | Photovoltaic | Solar | Whiteville Rd | Lumberton | NC | 28358 | T2631B04 | ALLENTON 23KV | WEATHERSPOON 230KV | 34.5759 | -78.9318
DEC | Distribution | CHKLIST-11518 |  |  | 1130518110 |  | Riturani Inc - 1130518110 | Riturani Inc. - 1130518110 - Solar | Energized |  | 36 | [8 empty] | (828) 234-3128 | Christopher Grant | Photovoltaic | Solar | 225 Lenoir Rhyne Blvd SE | Hickory | NC | 28602 | 13371210 |  | Sweetwater Ret 1210 | 35.7279 | -81.3236 | 2016-05-09
DEP | Distribution | CHKLIST-12192 |  |  |  |  | Bayboro Solar Farm LLC | Bayboro Solar Farm LLC - Solar | System Impact Study In Progress |  | 4998 | [5 empty] | ESA Renewables |  |  | (321) 263-5601 | Sean Barnett | Photovoltaic | Solar | 58 & 80 McCotter Ln | Alliance | NC | 28509 | T4050B02 | AURORA 23KV | BAYBORO 230KV | 35.1471 | -76.8116
DEC | Distribution | CHKLIST-3826 |  |  | 1213971634 |  | Clover School District 2- NM | Clover School District 2- Solar | Energized |  | 27 | [5 empty] | Baker Renewable Energy |  |  | (803) 810-8075 | Vinita Moore | Photovoltaic | Solar | 100 Griggs Rd | Clover | SC | 29710 | 72431203 |  | Bethel Ret 1203 |  |  | 2014-10-07
DEP | Distribution | CHKLIST-11520 |  |  | 2576508424 |  | Vickie Fussell - 2576508424 | Vickie Fussell - 2576508424 - Solar | Fast Track Review In Progress |  | 137.5 | [5 empty] | GREENTECH CONSULTING, INC. - 4790717567 |  |  | (336) 984-9643 | Sean Barnett | Photovoltaic | Solar | Hwy 52 N | Cheraw | SC | 29520 | T3445B04 | MOFFAT DR 24KV | CHERAW REID PARK 230KV | 34.7087 | -79.8421
DEP | Distribution | CHKLIST-9531 |  |  |  |  | Carolina Solar Energy II, LLC (Holmes Farm) 25 Dukes Ln | Carolina Solar Energy II, LLC (Holmes Farm) 25 Dukes Ln - Solar | Withdrawn |  | 4500 | [5 empty] | Carolina Solar Energy II, LLC |  |  | (919) 682-6822 | Sean Barnett | Photovoltaic | Solar | 25 Dukes Lane | Youngsville | NC | 27596 | T5401B01 | HARRIS CROSSROADS 24KV | YOUNGSVILLE 115KV | 36.0093 | -78.4412
DEC | Distribution | CHKLIST-11539 |  |  |  |  | SoCore SC Development LLC - Strawberry Hill 2 | SoCore SC Development LLC - Strawberry Hill 2 - Solar | Pending Customer Response for IR |  | 1980 | [5 empty] | SoCore Energy, LLC |  |  | (773) 913-4404 | Jerry Barton | Photovoltaic | Solar | 517 Cooley Springs Road | Chesnee | SC | 29323 | 60261202 |  | Fingerville Ret 1202 | 35.1426 | -81.9603
DEC | Distribution | CHKLIST-11673 |  |  | 0000719564 |  | Renewable Water Resources 1 | Renewable Water Resources - Solar 1 | Pending Customer Response for Study |  | 400 | [5 empty] | Self Installed - SC |  |  | (864) 299-4000 | Christopher Grant | Photovoltaic | Solar | 497 Harrison Bridge Rd | Simpsonville | SC | 29680 | 02271202 |  | Holcombe Rd Ret 1202 | 34.7053 | -82.255
DEP | Distribution | CHKLIST-8568 | 623 |  | 831-110-6762 | 084-049-9594 | Bo Biggs Solar LLC | Bo Biggs Solar LLC - Solar | Pending Construction |  | 4998 | [5 empty] | Cypress Creek Renewables, LLC | Don | Nista | (310) 581-6299 | William Winslow | Photovoltaic | Solar | 254 Beulah Church Rd | Lumberton | NC | 28358 | T2631B04 | ALLENTON 23KV | WEATHERSPOON 230KV | 34.582 | -78.9586
DEC | Distribution | CHKLIST-12210 |  |  | 2077970555 |  | Summit Shopping Center LLC | Summit Shopping Center LLC - Solar | Pending Customer Response for Study |  | 35.985 | [5 empty] | Southern Energy Management | Kelley | Breslow | (212) 610-5667 | Kelly Duke | Photovoltaic | Solar | 918 Summit Ave | Greensboro | NC | 27405 | 09082410 |  | Kildare Ret 2410 | 36.0839 | -79.7764
DEP | Distribution | CHKLIST-8570 |  |  | 212-625-5856 | 803-876-2434 | Jewel Solar LLC | Jewel Solar LLC - Solar - Withdrawn | Withdrawn | E3E55 | 2400 | [5 empty] | Pinegate Development |  |  | (407) 963-2391 | Vinita Moore | Photovoltaic | Solar | 11 Jewel Wrenn Rd | Roxboro | NC | 27573 | T5240B15 | MAYO 23KV | ROXBORO 115KV | 36.444 | -78.9519
DEP | Distribution | CHKLIST-8576 | 684 |  | 571-887-8266 | 854-194-5385 | Arborgate Farm LLC | Arborgate Farm LLC - Solar | Facility Study In Progress | 10NB89 | 4800 | [5 empty] | Strata Solar, LLC |  |  | (919) 960-6015 | Phillip Cathcart | Photovoltaic | Solar | 268 Dee Farrell Rd | Pittsboro | NC | 27312 | T2250B02 | BIG WOODS 23KV | PITTSBORO 230KV | 35.718 | -79.1191
DEP | Distribution | CHKLIST-8567 |  |  |  |  | Garnet Solar LLC | Garnet Solar LLC - Solar - Cancelled | Cancelled |  | 4800 | [5 empty] | Pinegate Development |  |  | (407) 963-2391 | Vinita Moore | Photovoltaic | Solar | Capital Blvd / US 1 Hwy | Franklinton | NC | 27525 | T4700B11 | MITCHINERS CROSSROADS 23KV | FRANKLINTON 115KV | 36.0821 | -78.4731
DEP | Distribution | CHKLIST-11288 |  |  | 5842372913 |  | Charles Ingram Lumber Co Inc | Charles Ingram Lumber Co Inc - Solar | Pending Fast Track Review |  | 799 | [5 empty] | Inman Solar |  |  | (843) 662-1483 | Sean Barnett | Photovoltaic | Solar | 4930 Planar Rd | Effingham | SC | 29541 | T3060B01 | PAMPLICO 23KV | PAMPLICO 115KV | 34.053 | -79.3855
DEP | Distribution | CHKLIST-8575 | 645 |  | 590-291-7888 | 360-885-5510 | Red Oak Solar Farm LLC | Red Oak Solar Farm LLC - Solar | Pending Facilities Study | 071BC | 4800 | [5 empty] | Strata Solar, LLC |  |  | (919) 960-6015 | William Winslow | Photovoltaic | Solar | 1950 Red Oak Rd | Nashville | NC | 27856 | T5900B01 | NASHVILLE 23KV | NASHVILLE 115KV | 35.9947 | -77.9313
DEP | Distribution | CHKLIST-8582 | 647 |  | 843-933-7398 | 672-504-0106 | Powhatan Solar Center LLC | Powhatan Solar Center LLC - Solar | Pending Final Interconnection Agreement |  | 10200 | [5 empty] | Heliosage Energy | Andrew | Foukal | (434) 293-7589 | William Winslow | Photovoltaic | Solar | Daniels Loop | Mullins | SC | 29574 | T3030B02 | BLUFF ROAD 23KV | MULLINS 115KV | 34.4085 | -79.3942
DEC | Distribution | CHKLIST-11541 |  |  |  |  | SoCore SC Development LLC - Walnut Grove | SoCore SC Development LLC - Walnut Grove - Solar | Pending Customer Response for IR |  | 1980 | [5 empty] | SoCore Energy, LLC |  |  | (773) 913-4404 | Jerry Barton | Photovoltaic | Solar | 6670 Highway 221 | Roebuck | SC | 29376 | 60181201 |  | Moore Ret 1201 | 34.8325 | -81.9831
DEP | Distribution | CHKLIST-8583 | 670 |  | 239-000-2810 | 104-792-7908 | Rankin Solar Center LLC | Rankin Solar Center LLC - Solar | Pending Facilities Study |  | 10200 | [5 empty] | Heliosage Energy | Andrew | Foukal | (434) 293-7589 | William Winslow | Photovoltaic | Solar | 2101 Corrie Farm Rd | Florence | SC | 29506 | T2825B01 | CCSC 23KV | FLORENCE MARS BLUFF 115KV | 34.2375 | -79.657
DEC | Distribution | Project 12215 |  |  | 2110300350 |  | Shiva Hotels LLC | Shiva Hotels LLC - Solar | Pending Final Interconnection Agreement |  | 32.47 | [5 empty] | True Energy USA LLC |  |  | (770) 256-4562 | Kelly Duke | Photovoltaic | Solar | 224 Bruce Rd | Greenville | SC | 29605 | 02461206 |  | Oakvale Tie 1206 | 34.7942 | -82.3846
DEP | Distribution | Project 12227 |  |  |  |  | Sumpter Solar I LLC | Sumpter Solar I LLC - Solar | System Impact Study In Progress |  | 3750 | [5 empty] | McBride Energy Services |  |  | (571) 228-5105 | Sean Barnett | Photovoltaic | Solar | Mayberry Ln | Sumter | SC | 29153 | T4000B21 | BOULEVARD ROAD 23KV | SUMTER 230KV | 33.8853 | -80.3069
DEP | Distribution | Project 12224 |  |  |  |  | Millers Chapel Solar Farm LLC | Millers Chapel Solar Farm LLC - Solar | Pending System Impact Study |  | 4999 | [8 empty] | (321) 263-5601 | Sean Barnett | Photovoltaic | Solar | 660 Millers Chapel Rd | Goldsboro | NC | 27534 | T5912B06 | CHAPEL ROAD 23 KV | NEW HOPE 115KV | 35.362 | -77.8777
DEP | Distribution | CHKLIST-11551 |  |  |  |  | Wakefield Solar LLC | Wakefield Solar LLC - Solar | System Impact Study In Progress |  | 5000 | [5 empty] | Cypress Creek Renewables, LLC | Don | Nista | (310) 581-6299 | Sean Barnett | Photovoltaic | Solar | 550 S Wakefield St | Zebulon | NC | 27597 | T6090B10 | WAKEFIELD ST 23 KV | ZEBULON 115KV | 35.9144 | -78.3147
DEP | Distribution | CHKLIST-11557 |  |  |  |  | Jester Solar LLC | Jester Solar LLC - Solar | System Impact Study In Progress |  | 5000 | [5 empty] | Cypress Creek Renewables, LLC | Don | Nista | (213) 347-9377 | Sean Barnett | Photovoltaic | Solar | Millers Chapel Rd | Goldsboro | NC | 27534 | T5912B06 | CHAPEL RD. 23KV | NEW HOPE 115KV | 35.3669 | -77.8872
DEP | Distribution | CHKLIST-9318 |  |  |  |  | Infigen Energy US Development LLC - Florence Solar Plant | Infigen Energy US Development LLC - Florence Solar Plant - Solar | Pending System Impact Study |  | 10000 | [8 empty] | (214) 515-1100 | Sean Barnett | Photovoltaic | Solar | 6219 E Palmetto St | Florence | SC | 29506 | T2825B02 | FRANCIS MARION 24KV | FLORENCE MARS BLUFF 115KV | 34.2002 | -79.6038
DEC | Distribution | CHKLIST-11564 |  |  | 2043537871 |  | Lars Andersen | Lars Andersen - Solar - Withdrawn | Withdrawn |  | 22.8 | [8 empty] | (336) 770-1704 | Edwin Malinowski | Photovoltaic | Solar | 4580 Old Belews Creek Rd | Winston Salem | NC | USA | 03131203 |  | Guthrie Ret 1203 | 36.8 | -80.1
DEC | Distribution | CHKLIST-3841 |  |  | 1335887353 |  | Durham Solar LLC | Durham Solar LLC - Solar | Energized |  | 3500 | [5 empty] | Heelstone Energy, LLC |  |  | (407) 963-2391 | Kelly Duke | Photovoltaic | Solar | 721 Junction Rd | Durham | NC | 27704 | 14021201 |  | Ashe St Sw Sta 1201 | 36.0029 | -78.8479 | 2015-12-29
DEP | Distribution | CHKLIST-9995 |  |  | 7432344732 |  | C M Tucker Lumber Co | C M Tucker Lumber Co- Solar | Energized |  | 140 | [5 empty] | Inman Solar |  |  | (843) 672-6135 | Sean Barnett | Photovoltaic | Solar | 917 S. Pearl St. | Pageland | SC | 29728 | T3800B01 | CONBRACO 23KV | PAGELAND 115KV | 34.768 | -80.3899 | 2016-05-05
DEC | Distribution | Project 12241 |  |  | 1458883384 |  | Umiya Hotel Group LLC | Umiya Hotel Group LLC | Pending Customer Response for IR |  | 50 | [5 empty] | Krut Systems Inc. |  |  | (864) 940-4610 | Edwin Malinowski | Photovoltaic | Solar | 3509 Clemson Blvd | Anderson | SC | 29621 | 04281212 |  | Plainview Ret 1212 | 34.5487 | -82.676
DEC | Distribution | CHKLIST-11847 |  |  | 1881620433 |  | Electric City Ford Inc - 1881620433 | Electric City Ford Inc - 1881620433 - Solar | Pending Customer Response for Study |  | 50 | [5 empty] | Cadmus Construction.com |  |  | (678) 488-2269 | Jerry Barton | Photovoltaic | Solar | 3900 Clemson Blvd | Anderson | SC | 29621 | 04231210 |  | Whitehall Ret 1210 | 34.5566 | -82.6839
DEP | Distribution | CHKLIST-8626 |  |  |  |  | Snake Solar LLC | Snake Solar LLC - Solar | Pending |  | 4999 | [5 empty] | FLS Energy, Inc. |  |  | (828) 350-3993 | Sean Barnett | Photovoltaic | Solar | Intersection of Snake and McPhail Roads | Lumberton | NC | 28358 | T2631B03 | SEVENTH STREET 23KV | WEATHERSPOON 230KV | 34.6306 | -78.9639
DEC | Distribution | CHKLIST-11846 |  |  | 1646492154 |  | Electric City Ford Inc - 1646492154 Meter 077564823 | Electric City Ford Inc - 1646492154 - Meter 077564823 - Solar | Pending Customer Response for IR |  | 150 | [5 empty] | Cadmus Construction.com |  |  | (678) 488-2269 | Edwin Malinowski | Photovoltaic | Solar | 3900 Clemson Blvd | Anderson | SC | 29621 | 04231210 |  | Whitehall Ret 1210 | 34.5566 | -82.6839
DEC | Distribution | CHKLIST-11589 |  |  | 1352005790 |  | Veologica LLC - Eastowne | Veologica LLC - Eastowne - Solar | Pending Fast Track Review |  | 24 | [8 empty] | (919) 960-6094 | Jerry Barton | Photovoltaic | Solar | 605 Eastowne Dr | Chapel Hill | NC | 27312 | 14082409 |  | Pope Rd Ret 2409 | 35.5744 | -79.0255
DEC | Distribution | CHKLIST-8625 |  |  | 1353819504 |  | Lincoln Solar LLC | Lincoln Solar LLC - Solar | Pending Construction |  | 4999 | [5 empty] | FLS Energy, Inc. |  |  | (828) 350-3993 | Jerry Barton | Photovoltaic | Solar | 220 Wells Mill Road | Bostic | NC | 28018 | 15951201 |  | Washburn Ret 1201 | 35.3851 | -81.8178
DEC | Distribution | CHKLIST-11595 |  |  | 0000448064 |  | Haverty's Furniture Companies Inc - 0000448064 | Haverty's Furniture Companies Inc - 0000448064 - Solar | Pending Final Interconnection Agreement |  | 144 | [5 empty] | Hannah Solar LLC |  |  | (404) 443-4317 | Christopher Grant | Photovoltaic | Solar | 610 Haywood Rd | Greenville | SC | 29607 | 02851204 |  | Verdae Ret 1204 | 34.5084 | -82.2031
DEC | Distribution | Project 12253 |  |  |  |  | Gaffney Solar I LLC | Gaffney Solar I LLC - Solar | Withdrawn |  | 3300 | [5 empty] | McBride Energy Services |  |  | (571) 228-5105 | Edwin Malinowski | Photovoltaic | Solar | 747 Green River Rd | Gaffney | SC | 29341 | 60251202 |  | Chesnee Ret 1202 | 35.1009 | -81.7606
DEC | Distribution | Project 12265 |  |  | 1552634784 |  | Metromont Corporation - 1552634784 | Metromont Corporation - 1552634784 - Solar | Pending Final Interconnection Agreement |  | 140 | [5 empty] | Inman Solar |  |  | (864) 605-5000 | Edwin Malinowski | Photovoltaic | Solar | 2802 White Horse Rd | Greenville | SC | 29611 | 02091209 |  | Brushy Creek Ret 1209 | 34.4837 | -82255012
DEC | Distribution | CHKLIST-3865 |  |  | 1592252227 |  | TWC Administration LLC | TWC Administration LLC - Solar | Energized |  | 480 | [5 empty] | NARENCO |  |  | (704) 731-3133 | Kelly Duke | Photovoltaic | Solar | 8730 Green Ridge Drive | Charlotte | NC | 28217 | 01392409 |  | Montclaire Ret 2409 | 35.1441 | -80.9153 | 2014-12-18
DEP | Distribution | CHKLIST-8645 | 197 | RR-0118 | 664-770-6677 | 816-746-4588 | City of Wilmington | City Of Wilmington - Solar - Project 2 | Energized | 12CY73 | 24 | [8 empty] | (910) 341-1601 | Stewart Grantham | Photovoltaic | Solar | 202 Operations Center Drive | Wilmington | NC | 28412 | T4325B02 | TERMINAL 23KV | WILMINGTON SUNSET PARK 115KV | 34.1662 | -77.9433 | 2011-11-15
DEP | Distribution | CHKLIST-8646 | 203 | RR-0123 | 718-196-9820 | 212-903-4134 | Altadore Investments LLC | Altadore Investments LLC - Solar | Energized | D4816 | 77 | [5 empty] | Southern Energy Management - Morrisville | Will | Etheridge | (919) 321-8260 | Stewart Grantham | Photovoltaic | Solar | 220 Lorax Lane | Pittsboro | NC | 27312 | T2250B02 | BIG WOODS 23KV | PITTSBORO 230KV | 35.7098 | -79.1564 | 2012-03-23
DEP | Distribution | CHKLIST-8643 | 148 | RR-0070 | 2893783858 | 842-654-9997 | David Allen Company | David Allen Company - Solar - Project 1 | Energized | 10EY12 | 24 | [8 empty] | (919) 821-7100 | Stewart Grantham | Photovoltaic | Solar | 150 Rush Street #200 | Raleigh | NC | 27603 | T4595B01 | SUMMIT AVENUE 23KV | CARALEIGH 230KV | 35.7427 | -78.6439 | 2010-12-13
DEC | Distribution | CHKLIST-2831 |  |  | 1550194103 |  | Shelby Randolph Road Solar 1, LLC | Shelby Randolph Road Solar 1, LLC - Solar | Energized |  | 1990 | [5 empty] | Self Installed - NC |  |  | (225) 615-3330 | Jerry Barton | Photovoltaic | Solar | 2204 Randolph Road | Shelby | NC | 28277 | 16701203 |  | Blanton Ret 1203 | 35.3091 | -81.5892 | 2015-10-01
DEC | Distribution | CHKLIST-3608 |  |  | 1893602684 |  | Saia Motor Freight Line, LLC | SAIA Motor Freight Line, LLC - Solar - PP | Energized |  | 255 | [5 empty] | Bright Energy |  |  | (678) 542-3943 | Stephanie Jett | Photovoltaic | Solar | 1101 W Craighead Rd | Charlotte | NC | 28206 | 01361204 |  | Bancroft Ret 1204 |  |  | 2014-10-07
DEP | Distribution | CHKLIST-11074 |  |  |  |  | Inman Solar - Dillon Site | Inman Solar - Dillon Site | Pending System Impact Study |  | 11000 | [5 empty] | Inman Solar |  |  | (404) 502-1915 | Sean Barnett | Photovoltaic | Solar | Wix Rd | Dillon | SC | 29536 | T3760B02 | DILLON INDUSTRIAL 23KV | DILLON 115KV | 34.4451 | -79.3954
DEC | Distribution | CHKLIST-8997 |  |  | 1497109881 |  | Cree, Inc | Cree, Inc - Solar | Fast Track Review In Progress |  | 312 | [8 empty] | (919) 407-5353 | Kelly Duke | Photovoltaic | Solar | 4408 Silicon Dr | Durham | NC | 27703 | 14152411 |  | Brassfield Ret 2411 | 35.9013 | -78.8422
DEP | Distribution | CHKLIST-8429 | 655 |  | 612-909-8577 | 335-007-2579 | Beaker Farm, LLC | Beaker Farm, LLC - Solar | Pending Customer Payment for Release to Construction | 1BMW41(G&W) | 5000 | [5 empty] | Strata Solar, LLC |  |  | (919) 960-6015 | William Winslow | Photovoltaic | Solar | 4323 W Wilson St | Farmville | NC | 27828 | T4150B03 | FARMVILLE INDUSTRIAL 12KV | FARMVILLE 230KV | 35.6045 | -77.6081
DEP | Distribution | CHKLIST-9516 |  |  |  |  | Lane Solar Farm, LLC | Lane Solar Farm, LLC - Solar | System Impact Study In Progress |  | 5000 | [5 empty] | Sustainable Energy Solutions |  |  | (843) 906-4759 | Sean Barnett | Photovoltaic | Solar | Salem Church Rd. | Goldsboro | NC | 29403 | T5752B12 | OLD SMITHFIELD ROAD 24KV | ROSEWOOD 115KV | 35.3963 | -78.0528
DEC | Distribution | CHKLIST-3923 |  |  | 0001855889 |  | Snyder Paper Corp | Snyder Paper Corp - Solar | Energized |  | 440 | [5 empty] | Global Energy Products |  |  | (828) 612-2693 | Vinita Moore | Photovoltaic | Solar | 250 26thSt Dr SE | Hickory | NC | 28602 | 13371207 |  | Sweetwater Ret 1207 |  |  | 2014-11-21
DEC | Distribution | CHKLIST-11824 |  |  | 1403181798 |  | Aldi (NC) LLC - 1403181798 | Aldi (NC) LLC - 1403181798 - Solar | Under Construction |  | 72 | [5 empty] | Warner Energy LLC | Zach | Drescher | (706) 387-7700 | Christopher Grant | Photovoltaic | Solar | 4115 Clemson Blvd | Anderson | SC | 29621 | 04041206 |  | Dixon Ret 1206 | 34.5597 | -82.6936
DEP | Distribution | CHKLIST-11829 |  |  | 8498804411 |  | Charles Ingram Lumber Co Inc - 8498804411 | Charles Ingram Lumber Co Inc - 8498804411 - Solar | Supplemental Review In Progress |  | 799 | [5 empty] | Inman Solar |  |  | (843) 667-1483 | Sean Barnett | Photovoltaic | Solar | 4930 Planer Rd | Effingham | SC | 29541 | T3060B01 | PAMPLICO 23KV | PAMPLICO 115KV | 34.0892 | -79.6412
DEP | Distribution | CHKLIST-8571 |  |  |  |  | Warwick Solar LLC | Warwick Solar LLC - Solar - Withdrawn | Withdrawn |  | 4800 | [5 empty] | Pinegate Development |  |  | (407) 963-2391 | Vinita Moore | Photovoltaic | Solar | NC 41 Hwy S | Lumberton | NC | 28358 | T2631B01 | RIVER ROUTE 23KV | WEATHERSPOON 230KV | 34.5643 | -79.0575
DEC | Distribution | CHKLIST-11832 |  |  | 0004763883 |  | Aldi (NC) LLC - 4763883 | Aldi (NC) LLC - 4763883 - Solar | Under Construction |  | 72 | [5 empty] | Warner Energy LLC | Zach | Drescher | (706) 387-7700 | Christopher Grant | Photovoltaic | Solar | 1605 E Main St | Spartanburg | SC | 29307 | 60091207 |  | Hillbrook Ret 1207 | 34.9639 | -81.8974
DEP | Distribution | CHKLIST-11672 |  |  |  |  | Owl Solar LLC | Owl Solar LLC - Solar | Fast Track Review In Progress |  | 1000 | [5 empty] | NARENCO |  |  | (704) 200-2916 | Sean Barnett | Photovoltaic | Solar | 10760-10812 Hemingway Hwy | Kingstree | SC | 29556 | T2930B03 | LEXINGTON AVENUE 23KV | KINGSTREE 230KV | 33.6753 | -79.7975
DEP | Distribution | CHKLIST-8569 |  |  |  |  | Wire Grass Solar LLC | Wire Grass Solar LLC - Solar - Cancelled | Cancelled |  | 4800 | [5 empty] | Pinegate Development |  |  | (407) 963-2391 | Vinita Moore | Photovoltaic | Solar | NC 41 Hwy S | Lumberton | NC | 28358 | T2631B01 | RIVER ROUTE 23KV | WEATHERSPOON 230KV | 34.5715 | -79.0447
DEP | Distribution | CHKLIST-8572 |  |  |  |  | Progressive Farm Solar LLC | Progressive Farm Solar LLC - Solar - Cancelled | Cancelled | DW13AM | 4800 | [5 empty] | Pinegate Development |  |  | (407) 963-2391 | Vinita Moore | Photovoltaic | Solar | Progressive Farm Road | Fairmont | NC | 28340 | T1980B01 | FAIRMONT CENTRAL 23KV | FAIRMONT 115KV | 34.4547 | -79.0536
DEC | Distribution | CHKLIST-11525 |  |  | 1225884236 |  | Gerald Stewart | Gerald Stewart - Solar | Pending Customer Response for Study |  | 29.76 | [5 empty] | Appalachian Energy Solutions |  |  | (828) 595-9240 | Jerry Barton | Photovoltaic | Solar | 4 Francis Rd | Hendersonville | NC | 28792 | 65011201 |  | Asheville Hwy Ret 1201 | 35.2042 | -82.2696
DEP | Distribution | CHKLIST-11524 |  |  |  |  | Jessamine Solar, LLC | Jessamine Solar, LLC- Solar | System Impact Study In Progress |  | 2000 | [5 empty] | Sustainable Energy Solutions |  |  | (843) 906-4759 | Sean Barnett | Photovoltaic | Solar | North of Marion off of US-501 Bus | Marion | SC | 29571 | T3010B13 | ENGLISH PARK 23KV | MARION 230KV | 34.2305 | -79.3906
DEC | Distribution | CHKLIST-8580 |  |  | 1128115908 |  | OEC-Aire NC Solar X, LLC | OEC-Aire NC Solar X, LLC - Solar - Cancelled | Cancelled |  | 1500 | [8 empty] | (828) 406-2335 | Jerry Barton | Photovoltaic | Solar | 1333 Jake Alexander Blvd S | Salisbury | NC | 28146 | 21071206 |  | Julian Rd Ret 1206 | 35.6402 | -80.4809
DEP | Distribution | CHKLIST-8581 |  |  |  |  | Farley Solar Center LLC | Farley Solar Center LLC - Solar | Pending Customer Response for Study |  | 10000 | [5 empty] | Heliosage Energy | Andrew | Foukal | (434) 293-7589 | Phillip Cathcart | Photovoltaic | Solar | S. Longstreet Rd | Dillon | SC | 29536 | T2745B02 | LATTA 23KV | DILLON MAPLE 230KV | 34.4058 | -79.393
DEC | Distribution | CHKLIST-11526 |  |  | 1791204896 |  | Samuel Ramsey | Samuel Ramsey - Solar - Withdrawn | Withdrawn |  | 26 | [5 empty] | ReNu Energy Solutions |  |  | (704) 617-5210 | Christopher Grant | Photovoltaic | Solar | 6612 Sain Milling Rd | Vale | NC | 28168 | 16271201 |  | Flay Ret 1201 | 35.551 | -81.3918
DEP | Distribution | CHKLIST-8586 |  |  |  |  | Cedar Grove Solar LLC | Cedar Grove Solar LLC - Solar | System Impact Study In Progress |  | 4998 | [5 empty] | Pinegate Development |  |  | (407) 963-2391 | Sean Barnett | Photovoltaic | Solar | E Seventh St Rd and Snake Rd | Lumberton | NC | 28358 | T2631B03 | SEVENTH STREET 23KV | WEATHERSPOON 230KV | 34.6198 | -78.958
DEC | Distribution | CHKLIST-9532 |  |  | 1824272835 |  | West Weaver, LLC | West Weaver, LLC - Solar - Withdrawn | Withdrawn |  | 25.7 | [5 empty] | Yes! Solar Solutions of the Triangle | W | TAYLOR-SMITH | (919) 418-2782 | Edwin Malinowski | Photovoltaic | Solar | 103 W Weaver St | Carrboro | NC | 27510 | 19011201 |  | Cameron Ave SS 1201 | 35.911 | -79.0729
DEP | Distribution | CHKLIST-11545 |  |  |  |  | Willard Solar LLC | Willard Solar LLC - Solar | System Impact Study In Progress |  | 5000 | [5 empty] | Cypress Creek Renewables, LLC | Don | Nista | (310) 581-6299 | Sean Barnett | Photovoltaic | Solar | 455 Church St | Willard | NC | 28478 | T4410B10 | WALLACE 23 kV | WALLACE 115kV | 34.7024 | -77.9715
DEC | Distribution | CHKLIST-11560 |  |  | 1423871014 |  | SunEnergy1 LLC - Mooresville | SunEnergy1 LLC - Mooresville - Solar | Pending Customer Response for IR |  | 500 | [5 empty] | Self Installed - NC |  |  | (704) 662-0375 | Jerry Barton | Photovoltaic | Solar | 192 Raceway Dr | Mooresville | NC | 28117 | 80751205 |  | Brawley School Ret 1205 | 35.35 | -80.52
DEP | Distribution | CHKLIST-11559 |  |  |  |  | Wolfman Solar LLC | Wolfman Solar LLC - Solar | Pending System Impact Study |  | 5000 | [5 empty] | Cypress Creek Renewables, LLC | Don | Nista | (310) 581-6299 | Sean Barnett | Photovoltaic | Solar | Dew Pate Rd & Stoney Creek Church Rd | Goldsboro | NC | 27534 | T5754B01 | US #13 North 24 kV | GOLDSBORO LANGSTON 115KV | 35.4299 | -77.9346
DEP | Distribution | CHKLIST-8611 | 682 |  |  |  | ESA Hamlet NC LLC | ESA Hamlet NC LLC - Solar | Pending Facilities Study |  | 5010 | [5 empty] | ESA Renewables |  |  | (407) 474-4433 | William Winslow | Photovoltaic | Solar | Batton Road | Hamlet | NC | 28345 | T1190B04 | HAMLET EAST 24KV | HAMLET 230KV | 34.6194 | -78.9525
DEP | Distribution | CHKLIST-9994 |  |  |  |  | Advanced Superabrasives | Advanced Superabrasives - Solar | Pending Final Interconnection Agreement |  | 812 | [5 empty] | Sundance Power Systems, Inc. | Kevin | Quinn | (828) 645-2080 | Sean Barnett | Photovoltaic | Solar | 1270 N. Main St. | Mars Hill | NC | 28754 | T0362B02 | JUPITER 12KV | BARNARDSVILLE 115KV | 35.8387 | -82.5383
DEC | Distribution | Project 12239 |  |  | 1345233289 |  | Ramesh Patel - 1345233289 | Ramesh Patel - 1345233289 - Solar | Pending Fast Track Review |  | 30 | [5 empty] | Krut Systems Inc. |  |  | (864) 375-0037 | Jerry Barton | Photovoltaic | Solar | 109 Destination Blvd | Anderson | SC | 29621 | 04231203 |  | Whitehall Ret 1203 | 34.5723 | -82.7082
DEC | Distribution | CHKLIST-11580 |  |  | 1592252227 |  | TWC Administration LLC - 2nd Install | TWC Administration LLC - 2nd Install - Solar | Pending Final Interconnection Agreement |  | 360 | [8 empty] | (704) 731-3133 | Kelly Duke | Photovoltaic | Solar | 8730 Green Ridge Dr | Charlotte | NC | 28217 | 01392409 |  | Montclaire Ret 2409 | 35.1441 | -80.9153
DEP | Distribution | CHKLIST-8624 |  |  |  |  | Thigpen Farms Solar, LLC | Thigpen Farms Solar, LLC - Solar | System Impact Study In Progress |  | 4999 | [5 empty] | FLS Energy, Inc. |  |  | (828) 350-3993 | Sean Barnett | Photovoltaic | Solar | Hwy 130 South, North of Dakota St | Maxton | NC | 28364 | T2215B02 | MIDWAY 23KV | MAXTON 115KV | 34.7092 | -79.3519
DEP | Distribution | CHKLIST-8627 |  |  |  |  | County Home Solar LLC | County Home Solar LLC - Solar | Fast Track Review In Progress |  | 4500 | [5 empty] | FLS Energy, Inc. |  |  | (828) 350-3993 | Sean Barnett | Photovoltaic | Solar | County Home Road | Rockingham | NC | 28379 | T1440B28 | ROCKINGHAM EAST 23KV | ROCKINGHAM 230KV | 34.9238 | -79.7248
DEC | Distribution | CHKLIST-11591 |  |  |  |  | SoCore SC Development LLC - Strawberry Hill | SoCore SC Development LLC - Strawberry Hill - WITHDRAWN | Withdrawn |  | 1980 | [5 empty] | SoCore Energy, LLC |  |  | (773) 913-4404 | Jerry Barton | Photovoltaic | Solar | 518 Cooley Springs Road | Chesnee | SC | 29323 | 60261202 |  | Fingerville Ret 1202 | 35.1428 | -81.96
DEP | Distribution | CHKLIST-11593 |  |  |  |  | Benson Solar Farm LLC | Benson Solar Farm LLC - Solar | System Impact Study In Progress |  | 4996 | [5 empty] | ESA Renewables |  |  | (407) 494-4547 | Sean Barnett | Photovoltaic | Solar | 280 Benson Hardee Rd | Benson | NC | 27504 | T5480B02 | BAILEYS CROSSROADS 23KV | BENSON 230KV | 35.3979 | -78.5621
DEC | Distribution | CHKLIST-11598 |  |  | 1630908671 |  | G F League Co Inc - 1630908671 | G F League Co Inc - 1630908671 - Solar | Pending Customer Response for Study |  | 120 | [5 empty] | Hannah Solar LLC |  |  | (864) 915-9301 | Kelly Duke | Photovoltaic | Solar | 2200 Poinsett Hwy | Greenville | SC | 29609 | 02331207 |  | Langston Creek Ret 1207 | 34.5379 | -82.2461
DEC | Distribution | CHKLIST-11601 |  |  | 1650097455 |  | ATOOD Solar I LLC | ATOOD Solar I LLC - Solar | System Impact Study In Progress |  | 1999 | [5 empty] | ATOOD |  |  | (704) 776-6057 | Jerry Barton | Photovoltaic | Solar | 240 Shelby Hwy | Gaffney | SC | 29340 | 60301202 |  | Rose Hill Ret 1202 | 35.1044 | -81.6174
DEC | Distribution | CHKLIST-11605 |  |  | 2004145346 |  | Limelight Solar I LLC | Limelight Solar I LLC - Solar 1 | Pending System Impact Study |  | 3333 | [5 empty] | ATOOD |  |  | (704) 776-6057 | Jerry Barton | Photovoltaic | Solar | Bellew Carver Rd | Spartanburg | SC | 29301 | 60141212 |  | Wadsworth Ret 1212 | 34.9516 | -81.9889
DEC | Distribution | CHKLIST-11608 |  |  | 1126929371 |  | Limelight Solar I LLC | Limelight Solar I LLC - Solar 2 | System Impact Study In Progress |  | 1999 | [5 empty] | ATOOD |  |  | (704) 776-6057 | Jerry Barton | Photovoltaic | Solar | Bellew Carver Rd | Spartanburg | SC | 29301 | 60141212 |  | Wadsworth Ret 1212 | 34.9516 | -81.9889
DEC | Distribution | CHKLIST-11610 |  |  | 1938387746 |  | AGA TAG Solar I LLC | AGA TAG Solar I LLC - Solar | System Impact Study In Progress |  | 1999 | [5 empty] | ATOOD |  |  | (980) 254-7823 | Jerry Barton | Photovoltaic | Solar | 230 Shelby Hwy | Gaffney | SC | 29340 | 60301202 |  | Rose Hill Ret 1202 | 35.1041 | -81.6181
DEC | Distribution | Project 12268 |  |  | 133190411 |  | Metromont Corporation - 1331390411 | Metromont Corporation - 1331390411 - Solar | Pending Final Interconnection Agreement |  | 144 | [8 empty] | (864) 605-5000 | Jerry Barton | Photovoltaic | Solar | 475 Simuel Rd | Spartanburg | SC | 29303 | 60011211 |  | Una Ret 1211 | 34.9762 | -81.9773
DEC | Distribution | Project 12263 |  |  | 1785137805 |  | Metromont Corporation - 1785137805 | Metromont Corporation - 1785137805 - Solar | Pending Final Interconnection Agreement |  | 56 | [5 empty] | Inman Solar |  |  | (864) 605-5135 | Jerry Barton | Photovoltaic | Solar | 2802 White Horse Rd | Greenville | SC | 29611 | 02051208 |  | Bainbridge Ret 1208 | 34.8072 | -82.4317
DEP | Distribution | Project 12270 |  |  |  |  | Bay Branch Solar, LLC | Bay Branch Solar, LLC - Solar | System Impact Study In Progress |  | 4950 | [5 empty] | Hexagon Energy | Nicholas | Ford | (434) 987-5452 | Sean Barnett | Photovoltaic | Solar | 6254 U.S.17 | Chocowinity | NC | 27817 | T4130B04 | CHOCOWINITY 23KV | CHOCOWINITY 230KV | 35.4745 | -77.1191
DEP | Distribution | CHKLIST-8648 |  | IC12-0111 | 147-998-8444 | 380-961-9939 | Ward Distributing Co. Inc | Ward Distributing Co. Inc - Solar | Energized |  | 40 | [8 empty] | (910) 612-2257 | Stewart Grantham | Photovoltaic | Solar | 6707 Netherlands Drive | Wilmington | NC | 28405 | T6470B05 | MARKET STREET 23KV | WILMINGTON OGDEN 230KV | 34.2612 | -77.8381 | 2013-02-04
DEC | Distribution | Project 12266 |  |  | 1521829053 |  | Metromont Corporation - 1521829053 | Metromont Corporation - 1521829053 - Solar | Pending Final Interconnection Agreement |  | 140 | [5 empty] | Inman Solar |  |  | (864) 605-5000 | Jerry Barton | Photovoltaic | Solar | 2802 White Horse Rd | Greenville | SC | 29611 | 02051208 |  | Bainbridge Ret 1208 | 34.8072 | -82.4317
DEP | Distribution | CHKLIST-8644 | 196 | RR-0117 | 181-439-6485 | 299-322-4670 | City of Wilmington | City Of Wilmington - Solar - Project 1 | Energized | 12CY62 | 60 | [5 empty] | Southern Energy Management - Morrisville | Will | Etheridge | (910) 341-1601 | Stewart Grantham | Photovoltaic | Solar | 205 Operations Center Drive | Wilmington | NC | 28412 | T4325B02 | TERMINAL 23KV | WILMINGTON SUNSET PARK 115KV | 34.1662 | -77.9433 | 2011-11-15
DEC | Distribution | Project 12262 |  |  | 1837550138 |  | Metromont Corporation - 1837550138 | Metromont Corporation - 1837550138 - Solar | Pending Final Interconnection Agreement |  | 443 | [5 empty] | Inman Solar |  |  | (864) 605-5000 | Edwin Malinowski | Photovoltaic | Solar | 475 Simuel Rd | Spartanburg | SC | 29303 | 60011211 |  | Una Ret 1211 | 34.5832 | -81.5818
DEP | Distribution | CHKLIST-8647 | 208 | RR-0127 | 019-450-0831 | 588-635-9479 | Mims Distributing Company, Inc | Mims Distributing Company, Inc - Solar | Energized | 17BP68 | 273 | [8 empty] | (919) 645-3302 | Stewart Grantham | Photovoltaic | Solar | 8605 Ebenezer Church Road | Raleigh | NC | 27617 | T5116B05 | UMSTEAD 23KV | RALEIGH DURHAM AIRPORT 230KV | 35.8963 | -78.742 | 2011-11-29
DEC | Distribution | CHKLIST-9734 |  |  | 1414639047 |  | Trinity Solar LLC | Trinity Solar LLC- Solar | Pending Customer Response for Study |  | 5000 | [5 empty] | Cypress Creek Renewables, LLC | Don | Nista | (310) 581-6299 | Kelly Duke | Photovoltaic | Solar | 4058 Old Glenola Rd | Trinity | NC | 27370 | 10231203 |  | Glenola Ret 1203 | 35.8728 | -79.9295
DEP | Distribution | CHKLIST-11916 |  |  |  |  | South Solar LLC | South Solar LLC - Solar | Pending Fast Track Review |  | 2000 | [5 empty] | Southern Current LLC |  |  | (843) 906-4759 | Sean Barnett | Photovoltaic | Solar | N Pamplico Hwy & State Rd S-21-360 | Pamplico | SC | 29583 | T3060B01 | PAMPLICO 23 KV | PAMPLICO 115 KV | 33.9956 | -79.6031
DEP | Distribution | Project 13043 |  |  |  |  | Brick City Solar, LLC | Brick City Solar, LLC | System Impact Study In Progress |  | 5000 | [5 empty] | Cypress Creek Renewables, LLC | Don | Nista | (310) 581-6299 | Janet Robinson | Photovoltaic | Solar | old Wilmington Rd (SR1139) | Wallace | NC | 28466 | T4410B12 | CARR STREET 23KV | WALLACE 115KV | 34.7268 | -77.9857
DEP | Distribution | CHKLIST-11731 |  |  |  |  | Red Fox Solar LLC | Red Fox Solar LLC - Solar | System Impact Study In Progress |  | 5000 | [5 empty] | NARENCO |  |  | (704) 200-2911 | Sean Barnett | Photovoltaic | Solar | 11266 Shannon Rd | Shannon | NC | 28386 | T2475B02 | LUMBER BRIDGE 23KV | SHANNON 115KV | 35.8591 | -79.1375
DEP | Distribution | CHKLIST-11740 |  |  |  |  | Elk Solar LLC | Elk Solar LLC | System Impact Study In Progress |  | 5000 | [5 empty] | NARENCO |  |  | (704) 200-2911 | Sean Barnett | Photovoltaic | Solar | 547 L McLaughlin Rd | Reaford | NC | 28376 | T2280B23 | MOCKINGBIRD HILL 12KV | RAEFORD 115KV | 34.9789 | -79.2819
DEP | Distribution | Project 13053 |  |  |  |  | Selwyn Farm, LLC | Selwyn Farm, LLC-Solar | Pending System Impact Study |  | 5000 | [5 empty] | Strata Solar, LLC |  |  | (919) 960-6015 | Sean Barnett | Photovoltaic | Solar | 125 Stanback Ferry Road | Lilesville | NC | 28091 | T1670B01 | LILESVILLE 23KV | WADESBORO 230KV | 34.9749 | -79.9916
DEC | Distribution | CHKLIST-2363 |  |  | 1645948076 |  | Dobbins Mill Farm, LLC | Dobbins Mill Farm, LLC- Solar - Withdrawn | Withdrawn |  | 4950 | [5 empty] | Strata Solar, LLC |  |  | (919) 960-6015 | Stewart Grantham | Photovoltaic | Solar | 1655 Dobbins Mill Rd | Yadkinville | NC | 27055 | 29061205 |  | Yadkinville Ret 1205
DEC | Distribution | CHKLIST-3205 |  |  | 1146601218 |  | William W Clinard | William W Clinard - Solar | Energized |  | 22.8 | [5 empty] | NC Solar Now, Inc. | Luke | Uherek | (336) 765-1231 | Vinita Moore | Photovoltaic | Solar | 3400 Healy Dr | Winston Salem | NC | 27103 | 03211208 |  | Mar-Don Dr Ret 1208 | 36.0757 | -80.3112 | 2013-12-27
DEC | Distribution | Project 13213 |  |  |  |  | Clarksbury Solar, LLC | Clarksbury Solar, LLC - Solar | Pending Customer Response for IR |  | 4999 | [8 empty] | (828) 350-3993 | Donna Burford | Photovoltaic | Solar | 7805 US-64W | Thomasville | NC | 27360 | 10201202 |  | N Gordonton Ret 1202 | 35.7768 | -80.1156
DEC | Distribution | CHKLIST-11000 |  |  | 0001725729 |  | Inter-Continental Corp - 0001725729 | Inter-Continental Corp - 0001725729 - Solar | Pending Fast Track Review |  | 70 | [5 empty] | Hannah Solar LLC |  |  | (828) 464-8250 | Kelly Duke | Photovoltaic | Solar | 2575 N Ashe Avenue | Newton | NC | 28658 | 13151202 |  | Mt Olive Ret 1202 | 35.6886 | -81.2241
DEP | Distribution | CHKLIST-11093 |  |  | 0813583291 |  | Aldi (NC) LLC - 0813583291 | Aldi (NC) LLC - 0813583291 - Solar | Pending Customer Response for Study |  | 60 | [5 empty] | Delta Solar Inc/Mid Atlantic Installations |  |  | (704) 642-0023 | Sean Barnett | Photovoltaic | Solar | 732 E US HWY 74 | Rockingham | NC | 28379 | T1440B26 | HAMLET NORTH 23KV | ROCKINGHAM 230KV | 34.9477 | -80.5086
DEC | Distribution | Project 12403 |  |  | 2125563175 |  | Ike's Carpet Cleaners Inc | Ike's Carpet Cleaners Inc - Solar | Pending Final Interconnection Agreement |  | 30 | [5 empty] | Hannah Solar LLC |  |  | (864) 232-9015 | Kelly Duke | Photovoltaic | Solar | 128 Poinsett Hwy | Greenville | SC | 29609 | 02311211 |  | Hudson St Ret 1211 | 34.8689 | -82.404
DEC | Distribution | CHKLIST-0797 |  |  | 1730773724 |  | Innovative Solar 3, LLC | Innovative Solar 3, LLC-Solar - Cancelled | Cancelled |  | 1500 | [5 empty] | Innovative Solar Systems, LLC | John | Green | (828) 215-9064 | Philisha Kirkpatrick | Photovoltaic | Solar | 7513 Boylston Hwy Duke Power Pole #110 | Mills River | NC | 28759 | 15241203 |  | Riverstone Ret 1203
DEC | Distribution | CHKLIST-10986 |  |  | 1342848547 |  | Onyx Development Group - 5 Tolbert | Onyx Development Group - 5 Tolbert - Solar | System Impact Study In Progress |  | 5000 | [5 empty] | Onyx Development Group |  |  | (610) 324-2492 | Christopher Grant | Photovoltaic | Solar | 1553 Dandy Dr | Ninety Six | SC | 29666 | 07311203 |  | Eddy Rd Ret 1203 | 34.1353 | -82.0252
DEC | Distribution | CHKLIST-3428 |  |  | 1673398819 |  | Innovative Solar 27 LLC | Innovative Solar 27 LLC- Solar - Cancelled | Cancelled |  | 1981 | [5 empty] | Innovative Solar Systems, LLC | John | Green | (828) 215-9064 | Kelly Duke | Photovoltaic | Solar | 892 Gilliam Mountain Rd. | Hendersonville | NC | 28792 | 65171203 |  | Edneyville Ret 1203 | 35.3882 | -82.3294
DEC | Distribution | CHKLIST-3429 |  |  | 1739484171 |  | Innovative Solar 29 LLC | Innovative Solar 29 LLC- Solar - Cancelled | Cancelled |  | 1981 | [5 empty] | Innovative Solar Systems, LLC | John | Green | (828) 215-9064 | Kelly Duke | Photovoltaic | Solar | 2391 Chesnee Rd | Columbus | NC | 28722 | 15211201 |  | McGinnis Crossroads Ret 1201
DEC | Distribution | CHKLIST-3430 |  |  | 1926929920 |  | Innovative Solar 30 LLC | Innovative Solar 30 LLC- Solar - Cancelled | Cancelled |  | 1981 | [5 empty] | Innovative Solar Systems, LLC | John | Green | (828) 215-9064 | Kelly Duke | Photovoltaic | Solar | 8506 Lancaster Hwy | Waxhaw | NC | 28173 | 72042402 |  | Van Wyck Ret 2402 | 34.8636 | -80.7016
DEC | Distribution | CHKLIST-11096 |  |  |  |  | Freemont Solar Center, LLC | Freemont Solar Center, LLC - Solar 2 | Facility Study In Progress |  | 4990 | [5 empty] | Coronal Development Services, LLC | Andrew | Foukal | (434) 293-7589 | Kelly Duke | Photovoltaic | Solar | 727 Avenel Lane | Stanley | NC | 28164 | 79301208 |  | Triangle Ret 1208 | 35.4276 | -80.9972
DEP | Distribution | CHKLIST-8656 |  |  |  |  | Grove Solar LLC | Grove Solar LLC - Solar - Cancelled | Cancelled |  | 10000 | [5 empty] | Sunlight Partners |  |  | (480) 582-1540 | William Winslow | Photovoltaic | Solar | 1100 Washington Post Rd | New Bern | NC | 28560 | T4255B01 | SPRING GARDEN 23KV | NEW BERN WEST 230KV | 35.1692 | -77.1182
DEC | Distribution | Project 12905 |  |  |  |  | SCSDS | SCSDS | Pending Customer Response for IR |  | 748 | [8 empty] | (434) 846-5839 | Edwin Malinowski | Photovoltaic | Solar | 3 Dawson Dr | Chester | SC | 29706 | 06011204 |  | Chester Main 1204
DEP | Distribution | CHKLIST-8660 |  |  |  |  | Highwater Solar II LLC | Highwater Solar II LLC - Solar | System Impact Study In Progress |  | 2000 | [5 empty] | Sustainable Energy Solutions |  |  | (636) 474-9067 | Sean Barnett | Photovoltaic | Solar | Salem Church Road | Goldsboro | NC | 27530 | T5465B05 | BUCK SWAMP 23KV | BELFAST 115KV | 35.4356 | -77.9949
DEC | Distribution | CHKLIST-11860 |  |  | 1740718471 |  | Aldi Inc (Georgia) - 1740718471 | Aldi Inc (Georgia) - 1740718471 | Under Construction |  | 72 | [5 empty] | Warner Energy LLC | Zach | Drescher | (706) 387-7700 | Christopher Grant | Photovoltaic | Solar | 100 Chalmers Rd | Greenville | SC | 29605 | 02031207 |  | Augusta Rd Ret 1207 | 34.7998 | -82.374
DEC | Distribution | CHKLIST-11856 |  |  | 1408885414 |  | Aldi (NC) LLC - 1408885414 | Aldi (NC) LLC - 1408885414 - Solar | Under Construction |  | 72 | [5 empty] | Warner Energy LLC | Zach | Drescher | (706) 387-7700 | Christopher Grant | Photovoltaic | Solar | 4031 Highway 9 | Boiling Springs | SC | 29316 | 60271206 |  | Mud Creek Rd Ret 1206 | 35.0507 | -81.9878
DEC | Distribution | Project 13421 |  |  | 1418725200 |  | Sargent Metal Fabricators Inc | Sargent Metal Fabricators Inc - Solar | Pending Fast Track Review |  | 450 | [5 empty] | Hannah Solar LLC |  |  | (864) 328-2327 | Jerry Barton | Photovoltaic | Solar | 5500 Airport Rd | Anderson | SC | 29626 | 04011205 |  | Byrum Creek Ret 1205 | 34.3022 | -82.4295
DEC | Distribution | Project 13420 |  |  | 1718059669 |  | Saxapahaw Solar LLC | Saxapahaw Solar LLC | Pending Customer Response for IR |  | 4999 | [5 empty] | FLS Energy, Inc. |  |  | (828) 350-3993 | Jerry Barton | Photovoltaic | Solar | 5864 South NC 87 | Graham | NC | 27253 | 11151201 |  | Saxapahaw Ret 1201 | 35.9434 | -79.3454
DEP | Distribution | CHKLIST-8669 | 644 |  | 340-105-8916 | 261-739-1004 | Nickelson Solar 2 LLC | Nickelson Solar 2 LLC - Solar | Pending Final Interconnection Agreement |  | 4998 | [5 empty] | Renewable Energy Services LLC |  |  | (310) 746-7076 | William Winslow | Photovoltaic | Solar | 152 Harry Nickelson Ln | Wallace | NC | 28466 | T4410B11 | TEACHEY 23KV | WALLACE 115KV | 34.7457 | -77.988
DEP | Distribution | CHKLIST-8670 |  |  |  |  | Siler City Solar LLC | Siler City Solar LLC - Solar | Pending |  | 4998 | [5 empty] | Renewable Energy Services LLC |  |  | (310) 746-7076 | Sean Barnett | Photovoltaic | Solar | 2660 Old US Hwy 421 N | Siler City | NC | 27344 | T1530B01 | SILER CITY NORTH 23KV | SILER CITY 115KV | 35.7516 | -79.4804
DEP | Distribution | CHKLIST-11636 |  |  |  |  | Topaz Solar LLC | Topaz Solar LLC - Solar | Pending Fast Track Review |  | 2000 | [5 empty] | Southern Current LLC |  |  | (843) 906-4759 | Sean Barnett | Photovoltaic | Solar | Colies Trail and S Longstreet Rd | Dillon | SC | 29536 | T2745B02 | LATTA 23KV | DILLON MAPLE 230KV | 34.4097 | -79.3911
DEP | Distribution | Project 12279 |  |  |  |  | Red Toad Road 104 Yelverton Grove Road LLC | Red Toad Road 104 Yelverton Grove Road LLC - Solar | Pending Customer Response for IR |  | 1999 | [5 empty] | Red Toad, Inc | Reynaldo | Rodriguez | (407) 620-6206 | Edwin Malinowski | Photovoltaic | Solar | 104 Yelverton Grove Rd | Smithfield | NC | 27577 | T5970B17 | PINE LEVEL 23KV | SELMA 230KV | 35.5097 | -78.2913
DEP | Distribution | Project 12300 |  |  |  |  | Arres LLC - AR660 | Arres LLC AR660 - Solar | Pending System Impact Study |  | 10000 | [5 empty] | Arres LLC |  |  | (843) 771-5688 | Janet Robinson | Photovoltaic | Solar | 2700 Cale Lane | Olanta | SC | 29124 | T3040B01 | OLANTA NORTH 23KV | OLANTA 230KV | 33.9981 | -79.9588
DEC | Distribution | CHKLIST-11861 |  |  | 0004228251 |  | Aldi (NC) LLC - 0004228251 | Aldi (NC) LLC - 0004228251 - Solar | Under Construction |  | 72 | [5 empty] | Warner Energy LLC | Zach | Drescher | (706) 387-7700 | Christopher Grant | Photovoltaic | Solar | 1322 Montague Avenue Ext | Greenwood | SC | 29649 | 07541210 |  | Johns Creek Ret 1210 | 34.2171 | -82.1821
DEC | Distribution | Project 12293 |  |  | 0001713212 |  | Modern Material Handling Co Inc | Modern Material Handling Co Inc - Solar | Under Construction |  | 28.8 | [5 empty] | Self Installed - SC |  |  | (864) 242-9990 | Carla Brice | Photovoltaic | Solar | 2 Commercial Dr | Greenville | SC | 29607 | 02031202 |  | Augusta Rd Ret 1202 | 34.8364 | -82.3516
DEP | Distribution | CHKLIST-11641 |  |  |  |  | Fairfield Solar LLC | Fairfield Solar LLC - Solar | Pending System Impact Study |  | 10880 | [5 empty] | Southern Current LLC |  |  | (843) 906-4759 | Sean Barnett | Photovoltaic | Solar | W Bobo Newsom Hwy and Top Drawer Dr | Hartsville | SC | 29550 | T3665B04 | PINERIDGE 24KV | HARTSVILLE SEGARS MILL 230KV | 34.4076 | -80.1802
DEP | Distribution | CHKLIST-8674 |  |  |  |  | Siler City Solar 3 LLC | Siler City Solar 3 LLC - Solar - Cancelled | Cancelled |  | 4800 | [5 empty] | Renewable Energy Services LLC |  |  | (310) 746-7076 | Vinita Moore | Photovoltaic | Solar | 1399 Glosson Rd | Siler City | NC | 27344 | T1530B04 | BONLEE 23KV | SILER CITY 115KV | 35.6895 | -79.4711
DEP | Distribution | CHKLIST-8677 |  |  |  |  | Reunion Solar LLC | Reunion Solar LLC - Solar | System Impact Study In Progress |  | 4999 | [5 empty] | FLS Energy, Inc. |  |  | (828) 350-3993 | Sean Barnett | Photovoltaic | Solar | 1000 Reunion Drive | Oxford | NC | 27565 | T5090B02 | STOVALL 23KV | OXFORD NORTH 230KV | 36.3569 | -78.6233
DEP | Distribution | CHKLIST-8679 |  |  |  |  | Signature Solar LLC | Signature Solar LLC - Solar | Pending System Impact Study |  | 4500 | [5 empty] | Sunlight Partners |  |  | (480) 582-1540 | Sean Barnett | Photovoltaic | Solar | 138 Reilly Farms Ln | Princeton | NC | 27569 | T5935B03 | BIZZELL GROVE 23KV | PRINCETON 115KV | 35.458 | -78.2046
DEP | Distribution | CHKLIST-11649 |  |  | 6452727776 |  | STANLEY TOOLS DIV OF | STANLEY TOOLS DIV OF - NM 2 - Solar | Pending Fast Track Review |  | 648 | [5 empty] | SunPower Corp |  |  | (843) 537-9311 | Sean Barnett | Photovoltaic | Solar | 100 Stanley Rd. | Cheraw | SC | 29520 | T3445B03 | HWY 52 SOUTH 24KV | CHERAW REID PARK 230KV | 34.6804 | -79.885
DEC | Distribution | CHKLIST-10047 |  |  | 1611349619 |  | Irwin Creek WWTP, LLC | Irwin Creek WWTP, LLC- Solar | Pending Fast Track Review |  | 1000 | [5 empty] | Providence Solar LLC | Tom | Kepper | (704) 962-2547 | Kelly Duke | Photovoltaic | Solar | 4000 Westmont Drive | Charlotte | NC | 28217 | 01492411 |  | Coffey Creek Ret 2411 | 35.1987 | -80.9072
DEP | Distribution | CHKLIST-11651 |  |  | 6452727776 |  | STANLEY TOOLS DIV OF | STANLEY TOOLS DIV OF - NM 1 - Solar | Pending Fast Track Review |  | 168 | [5 empty] | Alder Energy Systems | John | Griswold | (843) 537-9311 | Sean Barnett | Photovoltaic | Solar | 100 Stanley Rd. | Cheraw | SC | 29520 | T3445B03 | HWY 52 SOUTH 24KV | CHERAW REID PARK 230KV | 34.6804 | -79.885
DEC | Distribution | CHKLIST-10045 |  |  | 1644645793 |  | Sugar Creek WWTP, LLC | Sugar Creek WWTP, LLC- Solar | Pending Fast Track Review |  | 350.24 | [5 empty] | Providence Solar LLC | Tom | Kepper | (704) 962-2547 | Kelly Duke | Photovoltaic | Solar | 5301 Closeburn Rd. | Charlotte | NC | 28210 | 01162403 |  | Park Rd Ret 1214 | 35.1531 | -80.8532
DEP | Distribution | CHKLIST-10050 |  |  |  |  | Wayne County Public Schools | Wayne County Schools (CSP)- Solar | Pending Customer Response for IR |  | 440.8 | [5 empty] | Optima Engineering |  |  | (919) 705-6159 | Sean Barnett | Photovoltaic | Solar | 3093 US HWY 13S | Goldsboro | NC | 27530 | T5770B01 | GRANTHAM 23KV | GRANTHAM 230KV | 35.2951 | -78.1471
DEP | Distribution | CHKLIST-11648 |  |  |  |  | Horus North Carolina 7, LLC | Horus North Carolina 7, LLC - Solar | System Impact Study In Progress |  | 1980 | [5 empty] | Renewable Energy and Preservation |  |  | (919) 219-1530 | Janet Robinson | Photovoltaic | Solar | Intersection of NC HWY 123 S and NC HWY 58 S | Hookerton | NC | 28580 | T4319B02 | NC 58 23KV | GLOBAL TRANSPARK 115KV | 35.3915 | -77.6163
DEP | Distribution | CHKLIST-8689 |  |  |  |  | SolarPark USA Inc. - SPU-Biscoe-NC-2 | SolarPark USA Inc.- SPU-Biscoe-NC-2 - Solar | Pending Customer Response for Study |  | 2302 | [5 empty] | SolarPark USA Inc. |  |  | 5107102417 | Sean Barnett | Photovoltaic | Solar | Route 220@Merlins Maze | Biscoe | NC | 27209 | T0990B02 | HIGHWAY 220 23KV | BISCOE 115KV | 35.338 | -79.7724
DEP | Distribution | CHKLIST-9385 |  |  |  |  | Broadway Road Solar, LLC | Broadway Road Solar, LLC - Solar - Cancelled | Cancelled |  | 4998 | [8 empty] | (310) 581-6299 | Vinita Moore | Photovoltaic | Solar | 0 Broadway Road 35'27'27.51 N 79'5'39.57 W | Sanford | NC | 27331 | T2141B05 | BROADWAY 23KV | JONESBORO 230KV | 35.4576 | -79.0943
DEC | Distribution | Project 12314 |  |  | 2113999643 |  | Renewable Water Resources - 2113999643 | Renewable Water Resources - 2113999643 - Solar | Pending Customer Response for Study |  | 688 | [5 empty] | AECOM |  |  | (864) 299-4000 | Christopher Grant | Photovoltaic | Solar | 340 Osteen Hill Rd | Piedmont | SC | 29673 | 02821210 |  | Wrenn Ret 1210 | 34.6799 | -82.4622
DEP | Distribution | CHKLIST-10049 |  |  | 8728830160 |  | Wayne County Public Schools | Wayne County Schools (NM)- Solar | Pending Construction |  | 440.8 | [5 empty] | Optima Engineering |  |  | (919) 705-6159 | Sean Barnett | Photovoltaic | Solar | 3093 US HWY 13S | Goldsboro | NC | 27530 | T5770B01 | GRANTHAM 23KV | GRANTHAM 230KV | 35.2951 | -78.1471
DEP | Distribution | CHKLIST-11653 |  |  |  |  | Horus North Carolina 8, LLC | Horus North Carolina 8, LLC - Solar - Cancelled | Withdrawn |  | 1980 | [5 empty] | Renewable Energy and Preservation |  |  | (919) 219-1530 | Janet Robinson | Photovoltaic | Solar | 4924 Richlands Hwy | Jacksonville | NC | 28540 | T4108B03 | HIGHWAY 111 23KV | CATHERINE LAKE 230KV | 34.8102 | -77.5076
DEC | Distribution | Project 12315 |  |  | 1606968023 |  | Renewable Water Resources - 1606968023 | Renewable Water Resources - 1606968023 - Solar | Pending Customer Response for Study |  | 575 | [5 empty] | AECOM |  |  | (864) 299-4000 | Christopher Grant | Photovoltaic | Solar | 945 Inverary Dr | Fountain Inn | SC | 29644 | 02531207 |  | Putman Ret 1207 | 34.7109 | -82.1628
DEP | Distribution | CHKLIST-11872 |  |  | 2800416998 |  | Aldi Inc - 2800416998 | Aldi Inc - 2800416998 - Solar | Pending Fast Track Review |  | 68 | [5 empty] | Warner Energy LLC | Zach | Drescher | (704) 642-0023 | Sean Barnett | Photovoltaic | Solar | 829 Broad Street | Sumter | SC | 29150 | T3966B03 | WESMARK 23 KV | SUMTER ALICE DRIVE 230KV | 33.944 | -80.3688
DEP | Distribution | CHKLIST-11679 |  |  | 8466466839 |  | Crown Beverages Inc | Crown Beverages Inc - Solar | Pending Fast Track Review |  | 288 | [5 empty] | Hannah Solar LLC |  |  | (843) 669-7432 | Sean Barnett | Photovoltaic | Solar | 916 W Darlington St | Florence | SC | 29501 | T2840B24 | DARLINGTON STREET 23KV | FLORENCE 230KV | 34.199 | -79.7832
DEC | Distribution | Project 12271 |  |  | 1395233810 |  | Bartron Builders Inc - Bldg B | Bartron Builders Inc - Bldg B - Solar | Pending |  | 30 | [5 empty] | Detail Solar Technologies | Paul | Zimmer | (864) 444-7343 | Jerry Barton | Photovoltaic | Solar | 330 E Warehouse Ct #B | Taylors | SC | 29687 | 02651211 |  | Waddell Rd Ret 1211 | 34.9094 | -82.3346
DEC | Distribution | CHKLIST-3870 |  |  | 1357406311 |  | C2 Solar, LLC | C2 Solar, LLC - Solar | Energized |  | 25 | [5 empty] | Yes! Solar Solutions | Drew | Chandler | (919) 370-7508 | Philisha Kirkpatrick | Photovoltaic | Solar | 106 Purefoy Rd | Chapel Hill | NC | 27514 | 19091203 |  | Grey Ret 1203 |  |  | 2014-11-26
DEP | Distribution | Project 13413 |  |  |  |  | Wadesboro Farm 4 LLC | Wadesboro Farm 4 LLC - Solar | Pending Customer Response for IR |  | 5000 | [5 empty] | Strata Solar, LLC |  |  | (919) 960-6015 | Sean Barnett | Photovoltaic | Solar | 1000 Brown Creek Church Rd | Wadesboro | NC | 28170 | T1672B03 | ANSONVILLE 23KV | WADESBORO-BOWMAN SCHOOL 230KV | 35.0092 | -80.0942
DEP | Distribution | CHKLIST-8659 |  |  |  |  | Izia Solar LLC | Izia Solar LLC - Solar | System Impact Study In Progress |  | 5000 | [5 empty] | Sunlight Partners |  |  | (480) 582-1540 | Sean Barnett | Photovoltaic | Solar | 6300 NC 39 | Henderson | NC | 27536 | T4785B06 | GILLBURG 23KV | HENDERSON EAST 230KV | 36.4941 | -78.4235
DEP | Distribution | Project 13414 |  |  |  |  | Mastiff Solar LLC | Mastiff Solar LLC - Solar | Pending System Impact Study |  | 5000 | [5 empty] | Strata Solar, LLC |  |  | (919) 960-6015 | Sean Barnett | Photovoltaic | Solar | 2539 Hillcrest Rd | Kinston | NC | 28504 | T4230B03 | FALLING CREEK 24KV | KINSTON 115KV | 35.267 | -77.6277
DEP | Distribution | CHKLIST-8657 |  |  |  |  | Alexis Solar LLC | Alexis Solar LLC - Solar | System Impact Study In Progress |  | 5000 | [5 empty] | Sunlight Partners |  |  | (480) 582-1540 | Sean Barnett | Photovoltaic | Solar | 3400 US 258 | Kinston | NC | 28504 | T4230B02 | SEVEN SPRINGS 24KV | KINSTON 115KV | 35.2045 | -77.6247
DEP | Distribution | CHKLIST-8658 |  |  |  |  | Brooke Solar LLC | Brooke Solar LLC - Solar | System Impact Study In Progress |  | 5000 | [5 empty] | Sunlight Partners |  |  | (480) 582-1540 | Sean Barnett | Photovoltaic | Solar | 399 Julian Smith Rd | Henderson | NC | 27537 | T4785B06 | GILLBURG 23KV | HENDERSON EAST 230KV | 36.2442 | -78.3772
DEP | Distribution | CHKLIST-8665 | 646 |  |  |  | Cotten Farm, LLC | Cotten Farm, LLC- Solar | Pending Construction |  | 4800 | [5 empty] | Strata Solar, LLC |  |  | (919) 960-6015 | William Winslow | Photovoltaic | Solar | 1141 Cotten Rd | Sanford | NC | 27330 | T2444B22 | COTTON ROAD 24KV | SANFORD DEEP RIVER 230KV | 35.5293 | -79.2012
DEC | Distribution | CHKLIST-11859 |  |  | 1760207519 |  | Aldi (NC) LLC - 1760207519 | Aldi (NC) LLC - 1760207519 - Solar | Under Construction |  | 68 | [5 empty] | Warner Energy LLC | Zach | Drescher | (706) 387-7700 | Christopher Grant | Photovoltaic | Solar | 3034 Wade Hampton Blvd | Taylors SC | SC | 29687 | 02651211 |  | Waddell Rd Ret 1211 | 34.9072 | -82.3279
DEC | Distribution | CHKLIST-11857 |  |  | 1193992106 |  | Aldi (NC) LLC - 1193992106 | Aldi (NC) LLC - 1193992106 - Solar | Under Construction |  | 68 | [5 empty] | Warner Energy LLC | Zach | Drescher | (706) 387-7700 | Christopher Grant | Photovoltaic | Solar | 6149 White Horse Rd | Greenville | SC | 39611 | 02231205 |  | Greenville Main 1205 | 34.8545 | -82.4571
DEC | Distribution | CHKLIST-11863 |  |  | 1418141966 |  | Aldi (NC) LLC - 1418141966 | Aldi (NC) LLC - 1418141966 - Solar | Under Construction |  | 72 | [5 empty] | Warner Energy LLC | Zach | Drescher | (706) 387-7700 | Christopher Grant | Photovoltaic | Solar | 1201 Old Charlotte Rd | Lancaster | SC | 29720 | 72051206 |  | Lancaster Ret 1206 | 34.7357 | -80.7749
DEP | Distribution | CHKLIST-8668 |  |  |  |  | ESA Henderson NC, LLC | ESA Henderson NC, LLC - Solar | System Impact Study In Progress |  | 4998 | [5 empty] | ESA Renewables |  |  | (407) 474-4433 | Sean Barnett | Photovoltaic | Solar | 611 Bearpond Road | Henderson | NC | 27535 | T4785B02 | BEARPOND 23KV | HENDERSON EAST 230KV | 36.2801 | -78.3982
DEP | Distribution | CHKLIST-8673 | 643 |  | 6277210156 | 3187380914 | Siler City Solar 2 LLC | Siler City Solar 2 LLC - Solar | Pending Final Interconnection Agreement |  | 4800 | [5 empty] | Renewable Energy Services LLC |  |  | (310) 746-7076 | William Winslow | Photovoltaic | Solar | 1399 Glosson Rd | Siler City | NC | 27344 | T1530B04 | BONLEE 23KV | SILER CITY 115KV | 35.6895 | -79.4711
DEP | Distribution | CHKLIST-8672 |  |  |  |  | Lumberton Solar 2 LLC | Lumberton Solar 2 LLC - Solar - Withdrawn | Withdrawn |  | 4800 | [5 empty] | Renewable Energy Services LLC |  |  | (310) 746-7076 | Vinita Moore | Photovoltaic | Solar | 2402 Snake Rd | Lumberton | NC | 28358 | T2631B03 | SEVENTH STREET 23KV | WEATHERSPOON 230KV | 34.6321 | -78.9619
DEP | Distribution | CHKLIST-8675 |  |  |  |  | Nickelson Solar LLC | Nickelson Solar LLC - Solar | Pending Facilities Study |  | 4800 | [5 empty] | Renewable Energy Services LLC |  |  | (310) 746-7076 | William Winslow | Photovoltaic | Solar | 152 Harry Nickelson Ln | Wallace | NC | 28766 | T4410B11 | TEACHEY 23KV | WALLACE 115KV | 34.7457 | -77.988
DEP | Distribution | Project 12302 |  |  |  |  | Arres LLC - AR680 | Arres LLC AR680 - Solar | Pending System Impact Study |  | 10000 | [5 empty] | Self Installed - SC |  |  | (843) 771-5688 | Janet Robinson | Photovoltaic | Solar | 2700 Cale Lane | Olanta | SC | 29124 | T3040B01 | OLANTA NORTH 23KV | OLANTA 230KV
DEP | Distribution | CHKLIST-8681 |  |  |  |  | Shelter Solar LLC | Shelter Solar LLC - Solar | Pending Facilities Study |  | 4500 | [5 empty] | Sunlight Partners |  |  | (480) 582-1540 | William Winslow | Photovoltaic | Solar | 2597 Turnpike Rd | Raeford | NC | 28376 | T2280B23 | MOCKINGBIRD HILL 12KV | RAEFORD 115KV | 34.9838 | -79.268
DEC | Distribution | Project 12309 |  |  | 1778087975 |  | Renewable Water Resources 1778087975 | Renewable Water Resources 1778087975 - Solar | Pending Final Interconnection Agreement |  | 352.5 | [5 empty] | AECOM |  |  | (864) 299-4000 | Christopher Grant | Photovoltaic | Solar | 3635 Old Easley Bridge Rd. | Greenville | SC | 29611 | 02051204 |  | Bainbridge Ret 1204 | 34.817 | -82.481
DEP | Distribution | CHKLIST-8688 |  |  |  |  | SolarPark USA Inc. - SPU-Biscoe-NC-1 | SolarPark USA Inc.- SPU-Biscoe-NC-1 - Solar - Withdrawn | Withdrawn |  | 2302 | [5 empty] | SolarPark USA Inc. |  |  | (510) 483-7200 | Vinita Moore | Photovoltaic | Solar | Route 220 @ Merlins Maze | Biscoe | NC | 27209 | T0990B02 | HIGHWAY 220 23KV | BISCOE 115KV | 35.338 | -79.7724
DEC | Distribution | CHKLIST-9392 |  |  | 1387341007 |  | Tactical Medical Solutions Inc | Tactical Medical Solutions Inc - Solar | Pending Customer Response for IR |  | 35 | [5 empty] | Hannah Solar LLC |  |  | (910) 987-2050 | Kelly Duke | Photovoltaic | Solar | 1250 Harris Bridge Rd. | Anderson | SC | 29621 | 04281210 |  | Plainview Ret 1210 | 34.5979 | -82.6736
DEP | Distribution | CHKLIST-11871 |  |  | 1039431455 |  | Aldi Inc - 1039431455 | Aldi Inc - 1039431455 - Solar | Pending Fast Track Review |  | 68 | [5 empty] | Warner Energy LLC | Zach | Drescher | (704) 642-0023 | Sean Barnett | Photovoltaic | Solar | 1814 S Irby St | Florence | SC | 29505 | T2827B03 | SOUTH PARK 23KV | FLORENCE MT. HOPE 115KV | 34.1588 | -79.7658
DEP | Distribution | CHKLIST-9349 |  |  |  |  | Sadiebrook Solar, LLC | Sadiebrook Solar, LLC - Solar | System Impact Study In Progress |  | 4998 | [5 empty] | Sustainable Energy Solutions |  |  | (843) 906-4759 | Sean Barnett | Photovoltaic | Solar | S. College St | Clarkton | NC | 28433 | T6220B01 | CLARKTON 23KV | CLARKTON 115KV | 34.474 | -78.6587
DEC | Distribution | CHKLIST-11874 |  |  | 1871893698 |  | Aldi (NC) LLC - 1871893698 | Aldi (NC) LLC - 1871893698 - Solar | Under Construction |  | 72 | [5 empty] | Warner Energy LLC | Zach | Drescher | (704) 652-0023 | Christopher Grant | Photovoltaic | Solar | 9553 Charlotte Highway | Indian Land | SC | 29707 | 72781202 |  | Indian Land Ret 1202 | 34.9943 | -80.8554
DEC | Distribution | CHKLIST-2891 |  |  | 2075217918 |  | Ashley Solar Farm, LLC | Ashley Solar Farm, LLC- Solar | Energized |  | 4000 | [5 empty] | Strata Solar, LLC |  |  | (980) 297-2881 | Kelly Duke | Photovoltaic | Solar | 4716 W Old US 421 Hwy | Hamptonville | NC | 27020 | 29041201 |  | Cycle Ret 1201 | 36.1372 | -80.5981 | 2015-03-04
DEC | Distribution | CHKLIST-0769 |  |  | 1256233340 |  | Vale Farm, LLC | Vale Farm, LLC-Solar - Withdrawn | Withdrawn |  | 5000 | [5 empty] | Strata Solar, LLC |  |  | (919) 960-6015 | Philisha Kirkpatrick | Photovoltaic | Solar | NC Hwy. 27 West & South Hebron Church Road | Vale | NC | 28168 | 16271202 |  | Flay Ret 1202
DEC | Distribution | CHKLIST-10451 |  |  | 1407920977 |  | Aldi (NC) LLC 1407920977 | Aldi (NC) LLC 1407920977 - Solar | Energized |  | 72 | [5 empty] | Delta Solar Inc/Mid Atlantic Installations |  |  | (704) 642-0023 | Christopher Grant | Photovoltaic | Solar | 7208 NC 73 Hwy | Denver | NC | 28037 | 79302404 |  | Triangle Ret 2404 | 35.2651 | -81.0014 | 2016-02-10
DEP | Distribution | CHKLIST-8773 |  |  |  |  | Cotton Solar LLC | Cotton Solar LLC - Solar | System Impact Study In Progress |  | 16000 | [5 empty] | Birds Eye Energy |  |  | (704) 665-5978 | Sean Barnett | Photovoltaic | Solar | Wix Road | Dillon | SC | 29536 | T2750B04 | DILLON INDUSTRIAL 23KV | DILLON 115KV | 34.455 | -79.4102
DEC | Distribution | CHKLIST-0910 |  |  | 2005552388 |  | United Therapeutics Corporation - NM | United Therapeutics Corporation-Solar-2nd Install | Energized |  | 112 | [5 empty] | Vermont Solar Engineering |  |  | (919) 768-2594 | Philisha Kirkpatrick | Photovoltaic | Solar | 55 T W Alexander Dr | RTP | NC | 27709 | 14192410 |  | Ellis Rd Ret 2410 | 35.9147 | -78.8764 | 2012-09-11
DEC | Distribution | CHKLIST-2418 |  |  | 2102710504 |  | Keystone Farm, LLC | Keystone Farm, LLC- Solar - Withdrawn | Withdrawn |  | 4500 | [5 empty] | Strata Solar, LLC |  |  | (919) 960-6015 | Stewart Grantham | Photovoltaic | Solar | 15065 US 158 | Summerfield | NC | 27358 | 51601205 |  | Ogburn Dist 1205
DEC | Distribution | CHKLIST-2907 |  |  | 1206442558 |  | Fresh Air Energy XXIX, LLC - Ouchchy | Fresh Air Energy XXIX, LLC - Ouchchy - Solar | Connected |  | 3000 | [5 empty] | Ecoplexus, Inc- Installer | Mattan | Shrager | (415) 626-1802 | Kelly Duke | Photovoltaic | Solar | 651 Mattress Factory Rd | Mebane | NC | 28312 | 11261205 |  | Oakwood St Ret 1205 | 36.0833 | -79.2462 | 2015-11-19
DEP | Distribution | CHKLIST-8987 |  |  |  |  | Iron Farm, LLC | Iron Farm, LLC- Solar | System Impact Study In Progress |  | 5000 | [5 empty] | Strata Solar, LLC |  |  | (919) 960-6015 | Sean Barnett | Photovoltaic | Solar | 4116 State Road | Lumberton | NC | 28358 | T2631B03 | SEVENTH STREET 23KV | WEATHERSPOON 230KV | 34.6017 | -78.9409
DEC | Distribution | CHKLIST-2248 |  |  | 1252061072 |  | Amethyst Solar, LLC | Amethyst Solar, LLC-Solar | Energized |  | 3000 | [5 empty] | Conergy, Inc |  |  | (786) 575-3808 | Jerry Barton | Photovoltaic | Solar | 1583 US 221 South | Forest City | NC | 28043 | 15171203 |  | Cleghorn SS 1203 | 35.2897 | -81.8157 | 2016-04-08
DEC | Distribution | CHKLIST-3285 |  |  |  |  | Old Ferry Solar Center, LLC | Old Ferry Solar Center, LLC- Solar - Withdrawn | Withdrawn |  | 5000 | [5 empty] | Heliosage Energy | Andrew | Foukal | (434) 293-7589 | Kelly Duke | Photovoltaic | Solar | Old Camden Rd. | Monroe | NC | 28110 | 72582408 |  | Ashcraft Ave Ret 2408 | 30.0612 | -80.4885
DEP | Distribution | CHKLIST-9895 |  |  |  |  | Garner Solar, LLC | Garner Solar, LLC- Solar - Withdrawn | Withdrawn |  | 2400 | [5 empty] | Cypress Creek Renewables, LLC | Don | Nista | (310) 581-6299 | Vinita Moore | Photovoltaic | Solar | Creech Rd. | Garner | NC | 27529 | T4720B04 | CRESCENT 23KV | GARNER 115KV | 35.7231 | -78.6008
DEC | Distribution | CHKLIST-2410 |  |  | 1384522394 |  | Jacob Solar, LLC | Jacob Solar, LLC- Solar | Under Construction |  | 5000 | [5 empty] | Cypress Creek Renewables, LLC | Don | Nista | (636) 474-9067 | Kelly Duke | Photovoltaic | Solar | 3122 Barnes St. | Reidsville | NC | 27320 | 17141206 |  | Williamsburg Ret 1206 | 36.3255 | -79.6406
DEC | Distribution | CHKLIST-2415 |  |  | 1445786853 |  | Oak Ridge Farm, LLC | Oak Ridge Farm, LLC- Solar - Withdrawn | Withdrawn |  | 4950 | [5 empty] | Strata Solar, LLC |  |  | (919) 960-6015 | Jerry Barton | Photovoltaic | Solar | 8745 Haw River Rd | Kernserville | NC | 27284 | 11261205 |  | Oakwood St Ret 1205
DEC | Distribution | CHKLIST-2909 |  |  | 1672671130 |  | Pinewood Solar Center, LLC | Pinewood Solar Center, LLC- Solar-Withdrawn | Withdrawn |  | 5000 | [5 empty] | Heliosage Energy | Andrew | Foukal | (434) 293-7589 | Stewart Grantham | Photovoltaic | Solar | 5091 NC Highway 65 | Reidsville | NC | 27320 | 17121202 |  | Monroeton Ret 1202
DEC | Distribution | CHKLIST-2910 |  |  | 1216334805 |  | Emerald Solar Center, LLC | Emerald Solar Center, LLC- Solar - Cancelled | Cancelled |  | 5000 | [5 empty] | Heliosage Energy | Andrew | Foukal | (434) 293-7589 | Stewart Grantham | Photovoltaic | Solar | 2224 S Lafayette St | Shelby | NC | 28152 | 16861201 |  | Christopher Rd Ret 1201
DEC | Distribution | CHKLIST-2906 |  |  | 1797879734 |  | Fresh Air Energy II, LLC- Yount | Fresh Air Energy II, LLC- Yount- Solar | System Impact Study In Progress |  | 4000 | [5 empty] | Ecoplexus, Inc- Installer | Mattan | Shrager | (415) 626-1802 | Kelly Duke | Photovoltaic | Solar | Yount Rd | Eden | NC | 27288 | 27111211 |  | Ridgeview Ret 1211
DEC | Distribution | CHKLIST-10447 |  |  | 2052377923 |  | Aldi (NC) LLC - 2052377923 | Aldi (NC) LLC - Solar - NM - 2052377923 | Energized |  | 60 | [5 empty] | Delta Solar Inc/Mid Atlantic Installations |  |  | (704) 642-0023 | Christopher Grant | Photovoltaic | Solar | 920 Jake Alexander Blvd West | Salisbury | NC | 28147 | 21021208 |  | Statesville Rd Ret 1208 | 35.6695 | -80.4989 | 2015-12-31
DEC | Distribution | CHKLIST-3105 |  |  | 0003615426 |  | Admark Graphic Systems | Admark Graphic Systems - Solar | Energized |  | 170 | [5 empty] | Argand Energy Solutions |  |  | (704) 596-5180 | Vinita Moore | Photovoltaic | Solar | 9700 Metromont Industrial Blvd | Charlotte | NC | 28269 | 01522407 |  | Reames Rd Ret 2407 |  |  | 2013-12-30
DEC | Distribution | CHKLIST-10082 |  |  | 1997777595 |  | Chapel Hill Kehillah | Chapel Hill Kehillah - Solar | Energized |  | 40 | [5 empty] | Baker Renewable Energy | Kelli | Clark | (919) 338-2696 | Vinita Moore | Photovoltaic | Solar | 1200 Mason Farm Rd | Chapel Hill | NC | 27514 | 19091203 |  | Grey Ret 1203 | 35.8986 | -79.0503 | 2015-10-15
DEC | Distribution | CHKLIST-2385 |  |  | 1908916989 |  | Innovative Solar 8, LLC | Innovative Solar 8, LLC- Solar | Pending |  | 2500 | [5 empty] | Innovative Solar Systems, LLC | John | Green | (828) 215-9064 | Kelly Duke | Photovoltaic | Solar | 8355 S NC 9 HWY | Columbus | NC | 28722 | 15211201 |  | McGinnis Crossroads Ret 1201 | 35.2316 | -82.0733
DEC | Distribution | CHKLIST-2384 |  |  | 1255037384 |  | Innovative Solar 18, LLC | Innovative Solar 18, LLC- Solar | Energized |  | 1989 | [5 empty] | Innovative Solar Systems, LLC | John | Green | (828) 350-3993 | Kelly Duke | Photovoltaic | Solar | 2097 Piney Mountain Church Road | Bostic | NC | 28018 | 15951203 |  | Washburn Ret 1203 | 35.3772 | -81.7922 | 2015-12-03
DEC | Distribution | CHKLIST-2382 |  |  | 1801682095 |  | Innovative Solar 5, LLC | Innovative Solar 5, LLC- Solar - Cancelled | Cancelled |  | 2500 | [5 empty] | Innovative Solar Systems, LLC | John | Green | (828) 215-9064 | Kelly Duke | Photovoltaic | Solar | 80 Long Branch Rd | Forest City | NC | 28043 | 15171203 |  | Cleghorn SS 1203 | 35.3053 | -81.9291
DEC | Distribution | CHKLIST-2387 |  |  | 2021646343 |  | Innovative Solar 20, LLC | Innovative Solar 20, LLC- Solar - Cancelled | Cancelled |  | 2500 | [5 empty] | Innovative Solar Systems, LLC | John | Green | (828) 215-9064 | Kelly Duke | Photovoltaic | Solar | 208 McDowell Rd | Columbus | NC | 28722 | 15211201 |  | McGinnis Crossroads Ret 1201
DEC | Distribution | CHKLIST-2386 |  |  | 1803190679 |  | Innovative Solar 16, LLC | Innovative Solar 16, LLC- Solar | Energized |  | 1981 | [5 empty] | Innovative Solar Systems, LLC | John | Green | (828) 350-3993 | Kelly Duke | Photovoltaic | Solar | 3294 Ridge Rd | Hendersonville | NC | 28792 | 65171204 |  | Edneyville Ret 1204 | 35.3463 | -81.7703 | 2015-10-29
DEC | Distribution | CHKLIST-5907 |  |  | 1764150184 |  | Ronda Rinker | Ronda Rinker - Solar | Energized |  | 20.65 | [5 empty] | Sunstore Solar Energy Solutions | Bruce | Wood | (864) 297-6776 | Vinita Moore | Photovoltaic | Solar | 122 Donald Dr | Pendelton | SC | 29670 | 04141201 |  | Sandy Springs Ret 1201 |  |  | 2015-05-18
DEC | Distribution | CHKLIST-2250 |  |  | 1508675669 |  | Turkey Solar, LLC | Turkey Solar, LLC-Solar- Withdrawn | Withdrawn |  | 4000 | [5 empty] | Sunlight Partners |  |  | (480) 924-5519 | Jerry Barton | Photovoltaic | Solar | 3999 Peachtree St Ext. | Claremont | NC | 28610 | 13121212 |  | Claremont Ret 1212
DEC | Distribution | CHKLIST-2249 |  |  | 1679208654 |  | Elmwood Solar, LLC | Elmwood Solar, LLC-Solar - Withdrawn | Withdrawn |  | 3000 | [5 empty] | Sunlight Partners |  |  | (480) 924-5519 | Jerry Barton | Photovoltaic | Solar | 7536 Old Oxford Hwy | Bahama | NC | 27503 | 14042410 |  | Butner Ret 2410
DEP | Distribution | Project 12989 |  |  | 1250984505 |  | Manheim Remarketing Inc | Manheim South Carolina Solar Project - 1250984505 | Pending Fast Track Review |  | 56 | [5 empty] | Inman Solar |  |  | (770) 296-5524 | Janet Robinson | Photovoltaic | Solar | 207 Race Track Rd | Darlington | SC | 29532 | T2710B03 | HIGHWAY 151 23 KV | DARLINGTON 115KV | 34.297 | -79.9006
DEC | Distribution | CHKLIST-11121 |  |  | 1468554079 |  | Conergy Projects Inc - Stagecoach | Conergy Projects Inc - Stagecoach - Solar | Pending System Impact Study |  | 10000 | [5 empty] | Conergy Projects Inc - Stagecoach |  |  | (914) 331-1900 | Jerry Barton | Photovoltaic | Solar | 5175 Highway 76W | Laurens | SC | 29360 | 07481202 |  | Trinity Ridge Ret 1202 | 34.2951 | -81.0416
DEP | Distribution | CHKLIST-11738 |  |  |  |  | Pierce Solar LLC | Pierce Solar LLC - Solar | Pending System Impact Study |  | 5000 | [5 empty] | NARENCO |  |  | (704) 900-8782 | Sean Barnett | Photovoltaic | Solar | 165 Franklin Jones Rd | Hookerton | NC | 28538 | T4230B04 | HULL ROAD 24KV | KINSTON 115KV | 35.384 | -77.6088
DEC | Distribution | CHKLIST-11910 |  |  | 1405709389 |  | Slider Solar LLC | Slider Solar LLC | System Impact Study In Progress |  | 5000 | [5 empty] | Cypress Creek Renewables, LLC | Don | Nista | (310) 581-6299 | Sean Barnett | Photovoltaic | Solar | 4783 Hoover Hill Rd | Trinity | NC | 27370 | 10231207 |  | Glenola Ret 1207 | 35.8259 | -79.9482
DEC | Distribution | CHKLIST-10089 |  |  | 1549887671 |  | Target Stores- Charlotte | Target Stores- Charlotte- Solar | Energized |  | 644 | [5 empty] | EnterSolar |  |  | (612) 304-5432 | Christopher Grant | Photovoltaic | Solar | 9841 Northlake Centre Pkwy | Charlotte | NC | 28216 | 01522413 |  | Reames Rd Ret 2413 | 35.3502 | -80.86 | 2016-01-18
DEP | Distribution | CHKLIST-11162 |  |  |  |  | FTS DevCO, LLC -Decatur Solar B | FTS DevCO, LLC - Decatur Solar B - WITHDRAWN | Withdrawn |  | 10000 | [8 empty] | (415) 872-0764 | Sean Barnett | Photovoltaic | Solar | River Rd | Pamplico | SC | 29583 | T3060B01 | PAMPLICO 23KV | PAMPLICO 115KV | 33.9911 | -79.5532
DEP | Distribution | Project 13515 |  |  |  |  | Flatwood Farm LLC | Flatwood Farm LLC | Pending Customer Response for IR |  | 5000 | [5 empty] | Strata Solar, LLC |  |  | (919) 960-6015 | Edwin Malinowski | Photovoltaic | Solar | 2301 Corinth Rd | Moncure | NC | 27559 |  |  |  | 35.3518 | -79.1519
DEC | Distribution | CHKLIST-2856 |  |  | 1344755389 |  | York Road Solar I, LLC | York Road Solar I, LLC - Solar | Energized |  | 1890 | [5 empty] | Heelstone Energy, LLC |  |  | (225) 615-3330 | Jerry Barton | Photovoltaic | Solar | 929 York Road | Kings Mountain | NC | 28086 | 79361203 |  | Crowders Creek Ret 1203 | 35.2222 | -81.3337 | 2015-09-11
DEC | Distribution | CHKLIST-2411 |  |  | 1351414225 |  | Jason Solar, LLC | Jason Solar, LLC- Solar - Withdrawn | Withdrawn |  | 5000 | [5 empty] | Sunlight Partners |  |  | (801) 550-7150 | Stewart Grantham | Photovoltaic | Solar | 295 Haw Rd | Browns Summit | NC | 27214 | 17141205 |  | Williamsburg Ret 1205
DEC | Distribution | CHKLIST-2905 |  |  | 1139730135 |  | Fresh Air Energy II, LLC- Old Catawba - Cancelled | Fresh Air Energy II, LLC- Old Catawba- Solar - Cancelled | Cancelled |  | 3500 | [5 empty] | Ecoplexus, Inc- Installer | Mattan | Shrager | (415) 626-1802 | Stewart Grantham | Photovoltaic | Solar | Old Catawba Rd | Claremont | NC | 28610 | 13121211 |  | Claremont Ret 1211
DEP | Distribution | Project 13305 |  |  |  |  | Eros Solar, LLC | Eros Solar, LLC - Solar | Pending System Impact Study |  | 5000 | [5 empty] | Cypress Creek Renewables, LLC | Don | Nista | (310) 581-6299 | Donna Burford | Photovoltaic | Solar | 187 Broadhurst Road | Calypso | NC | 28365 | T5890B03 | MOUNT OLIVE SOUTH 12KV | MOUNT OLIVE 115KV | 35.1689 | -78.0892
DEC | Distribution | CHKLIST-10440 |  |  | 1924786906 |  | Aldi (NC) LLC - 1924786906 | Aldi (NC) LLC - Solar - NM - 1924786906 | Pending Meter Installation |  | 60 | [5 empty] | Delta Solar Inc/Mid Atlantic Installations |  |  | (704) 642-0023 | Carla Brice | Photovoltaic | Solar | 125 N Pointe Blvd | Statesville | NC | 28625 | 80872401 |  | Glenway SS 2401 | 35.8152 | -80.8786
DEC | Distribution | CHKLIST-0904 |  |  |  |  | Lincoln Fields Farm, LLC | Lincoln Fields Farm, LLC- Solar-Withdrawn | Withdrawn |  | 5000 | [5 empty] | Strata Solar, LLC |  |  | (919) 960-6015 | Philisha Kirkpatrick | Photovoltaic | Solar | 8359 N Carolina 27 | Vale | NC | 28168 | 16271202 |  | Flay Ret 1202
DEC | Distribution | CHKLIST-2408 |  |  | 1107662886 |  | Jensen Solar, LLC | Jensen Solar, LLC- Solar - Withdrawn | Withdrawn |  | 4000 | [5 empty] | Sunlight Partners |  |  | (801) 550-7150 | Stewart Grantham | Photovoltaic | Solar | 1080 Sullivan Rd | Walnut Cove | NC | 27052 | 03372402 |  | Walnut Cove Tie 2402
DEP | Distribution | CHKLIST-11045 |  |  |  |  | Trent River Farm, LLC | Trent River Farm, LLC | System Impact Study In Progress |  | 5000 | [5 empty] | Strata Solar, LLC |  |  | (919) 960-6015 | Sean Barnett | Photovoltaic | Solar | 3729 Mallard Cove Landing Rd | New Bern | NC | 28562 | T4276B03 | CYPRESS SHORES 23KV | RHEMS 230KV | 35.0351 | -77.1138
DEC | Distribution | CHKLIST-2347 |  |  | 1287044875 |  | Brenden Solar, LLC | Brenden Solar, LLC- Solar - Withdrawn | Withdrawn |  | 5000 | [5 empty] | Sunlight Partners |  |  | (480) 924-5519 | Stewart Grantham | Photovoltaic | Solar | 6162 NC Highway 700 | Ruffin | NC | 27326 | 27091205 |  | Meadow Green Ret 1205
DEC | Distribution | CHKLIST-2349 |  |  | 1588178865 |  | Colin Solar, LLC | Colin Solar, LLC- Solar - Withdrawn | Withdrawn |  | 4000 | [5 empty] | Sunlight Partners |  |  | (480) 924-5519 | Jerry Barton | Photovoltaic | Solar | 518 Rambling Rd | Forest City | NC | 28043 | 15241202 |  | Riverstone Ret 1202
DEP | Distribution | CHKLIST-12081 |  |  |  |  | Gray Fox Solar, LLC | Gray Fox Solar, LLC - Solar | System Impact Study In Progress |  | 4998 | [5 empty] | Gray Fox Solar, LLC |  |  | (704) 930-7710 | Sean Barnett | Photovoltaic | Solar | 11471 Shannon Road | Shannon | NC | 28386 | T2475B02 | LUMBER BRIDGE 23KV | SHANNON 115KV | 34.86 | -79.1398
DEC | Distribution | CHKLIST-3306 |  |  | 1362118399 |  | ABT INC | ABT INC - Solar | Energized |  | 260 | [5 empty] | Providence Solar LLC | Tom | Kepper | (704) 528-9806 | Philisha Kirkpatrick | Photovoltaic | Solar | 259 Murdock Rd | Troutman | NC | 28166 | 80811202 |  | Murdock Rd Ret 1202 |  |  | 2014-07-31
DEC | Distribution | Project 13304 |  |  | 1362876849 |  | Ritrama Inc | Ritrama Inc - Solar | Pending Customer Response for IR |  | 99 | [5 empty] | Yes! Solar Solutions | Drew | Chandler | (828) 275-0243 | Jerry Barton | Photovoltaic | Solar | 1896 Moore Duncan Hwy | Moore | SC | 29369 | 60181202 |  | Moore Ret 1202 | 34.5019 | -81.5941
DEC | Distribution | Project 13306 |  |  |  |  | Duroc Holdings LLC | Duroc Holdings LLC - Solar | System Impact Study In Progress |  | 5000 | [5 empty] | Birdseye Energy |  |  | (704) 751-0116 | Jerry Barton | Photovoltaic | Solar | West of Termination of Crepe Myrtle Ln | Mocksville | NC | 27028 | 03552402 |  | Mocksville Main 2402 | 35.8692 | -80.565
DEP | Distribution | CHKLIST-8988 |  |  |  |  | Camellia Solar, LLC | Camellia Solar, LLC- Solar | Pending Facilities Study |  | 4988.83 | [5 empty] | NARENCO |  |  | (704) 615-3838 | Phillip Cathcart | Photovoltaic | Solar | 3708 State Rd. S 21-53 | Timmonsville | SC | 29161 | T3107B11 | SARDIS 24KV | SARDIS 230KV | 34.0304 | -79.917
DEC | Distribution | CHKLIST-2904 |  |  | 1928268164 |  | Fresh Air Energy II, LLC- Old Linwood | Fresh Air Energy II, LLC- Old Linwood- Solar - Cancelled | Cancelled |  | 5000 | [5 empty] | Ecoplexus, Inc- Installer | Mattan | Shrager | (510) 552-2505 | Kelly Duke | Photovoltaic | Solar | 1686 Old Linwood Rd | Lexington | NC | 27292 | 21112402 |  | Linwood SS 2402
DEC | Distribution | CHKLIST-2409 |  |  | 1567974143 |  | Husky Solar, LLC | Husky Solar, LLC- Solar | Under Construction |  | 5000 | [5 empty] | Sunlight Partners |  |  | (801) 550-7150 | Kelly Duke | Photovoltaic | Solar | 1358 NC Highway 87 | Reidsville | NC | 27320 | 17141205 |  | Williamsburg Ret 1205 | 36.2883 | -79.5793
DEC | Distribution | CHKLIST-2785 |  |  | 1146401838 |  | Outward Resource | Outward Resource- Solar | Pending |  | 1589.28 | [5 empty] | C. M. Wilson, Inc. | Chris | Wilson | (828) 713-9739 | Kelly Duke | Photovoltaic | Solar | Lot # SR 1171 Cummings Rd | Hendersonville | NC | 28739 | 65021201 |  | Big Willow Ret 1201
DEC | Distribution | CHKLIST-0845 |  |  | 1198916374 |  | WSOC Television, Inc.-The Plaza | WSOC Television, Inc.-Solar-The Plaza-Withdrawn | Withdrawn |  | 500 | [5 empty] | Grid Point |  |  | (704) 335-4818 | Philisha Kirkpatrick | Photovoltaic | Solar | 7735 The Plaza | Charlotte | NC | 28215 | 01061205 |  | Hickory Grove Ret 1205
DEC | Distribution | CHKLIST-0682 |  |  | 1268150525 |  | Clearsense Properties, LLC | Clearsense Properties, LLC-Solar | Energized |  | 30 | [5 empty] | Southern Energy Management - Morrisville | Will | Etheridge | (919) 682-5597 | Philisha Kirkpatrick | Photovoltaic | Solar | 502 Rigsbee Ave | Durham | NC | 27701 | 14011207 |  | Durham Main 1207 | 36.0002 | -78.8997 | 2012-04-12
DEC | Distribution | CHKLIST-2348 |  |  | 1252701443 |  | Carol Jean Solar, LLC | Carol Jean Solar, LLC- Solar | Facility Study In Progress |  | 4000 | [5 empty] | Sunlight Partners |  |  | (207) 899-1123 | Kelly Duke | Photovoltaic | Solar | 769 Fowler Rd | Walnut Cove | NC | 27052 | 03372401 |  | Walnut Cove Tie 2401 | 36.316 | -80.1448
DEC | Distribution | CHKLIST-12084 |  |  | 649443 |  | Dealers Supply Lbr | Dealers Supply Lbr - Solar | Pending Fast Track Review |  | 145 | [5 empty] | Inman Solar |  |  | (864) 242-6571 | Kelly Duke | Photovoltaic | Solar | 109 Airport Rd | Greenville | SC | 29607 | 02031202 |  | Augusta Rd Ret 1202 | 34.8447 | -82.3513
DEP | Distribution | CHKLIST-12078 |  |  |  |  | Ashley Solar LLC | Ashley Solar LLC - LLC - Solar | System Impact Study In Progress |  | 8160 | [5 empty] | Solbridge |  |  | (843) 906-4759 | Sean Barnett | Photovoltaic | Solar | Timmonsville Hwy | Darlington | SC | 29532 | T2714B12 | CHESTNUT STREET 24 KV | DARLINGTON PINEVILLE ROAD 115KV | 34.2687 | -79.8714
DEP | Distribution | CHKLIST-10412 | IPP618 |  | 5900032581 |  | Target Stores Arden - 5900035581 | Target Stores Arden - 5900032581 - Solar | Pending |  | 396 | [5 empty] | SoCore Energy, LLC |  |  | (612) 304-5432 | Sean Barnett | Photovoltaic | Solar | 15 McKenna Rd | Arden | NC | 28704 | T0690B01 | AIRPORT ROAD 24KV | ARDEN 115KV | 35.4492 | -82.5365
DEP | Distribution | CHKLIST-11042 |  |  |  |  | Robin Solar, LLC | Robin Solar, LLC - Solar | Pending Fast Track Review |  | 1000 | [5 empty] | NARENCO |  |  | (704) 200-2916 | Sean Barnett | Photovoltaic | Solar | Hemingway Hwy | Kingstree | SC | 29556 | T2930B03 | LEXINGTON AVENUE 23KV | KINGSTREE 230KV | 33.6753 | -79.7975
DEC | Distribution | CHKLIST-2968 |  |  | 3615861 |  | WSOC Television, Inc.-North Tryon | WSOC Television, Inc.-Solar 1901 North Tryon Street | Energized |  | 225 | [5 empty] | Gehrlicher Solar America Corp |  |  | (704) 335-4818 | Vinita Moore | Photovoltaic | Solar | 1901 N Tryon St. | Charlotte | NC | 28206 | 01141201 |  | N Charlotte Ret 1201 | 35.2437 | -80.8251 | 2014-01-17
DEC | Distribution | CHKLIST-10177 |  |  | 1385967856 |  | Adams Solar, LLC | Adams Solar, LLC - Solar | System Impact Study In Progress |  | 2000 | [5 empty] | NARENCO |  |  | (704) 615-3838 | Jerry Barton | Photovoltaic | Solar | 223 Church St Ext (E911 address applied for at approx 11080 US-158) | Reidsville | NC | 27320 | 17191201 |  | Waynick Rd Ret 1201 | 40.4071 | -79.826
DEC | Distribution | CHKLIST-10405 |  |  | 1079305 |  | Unitarian Universalist Fellowship of Winston Salem | Unitarian Universalist Fellowship of Winston Salem - Solar | Energized |  | 31.327 | [5 empty] | Renewable Energy Design Group L3C | Cynthia | Redwine | (704) 651-8400 | Kelly Duke | Photovoltaic | Solar | 4055 Robinhood Rd | Winston Salem | NC | 27106 | 03221205 |  | Mt Tabor Ret 1205 | 36.1248 | -80.3298 | 2015-11-13
DEP | Distribution | CHKLIST-12082 |  |  |  |  | Scarlet Solar LLC | Scarlet Solar LLC - Solar | Pending System Impact Study |  | 4080 | [5 empty] | Solbridge |  |  | (843) 906-4759 | Sean Barnett | Photovoltaic | Solar | Pineville Rd & Auction Ave | Darlington | SC | 29532 | T2714B12 | CHESTNUT STREET 24 KV | DARLINGTON PINEVILLE ROAD 115KV | 34.2806 | -79.8788
DEP | Distribution | CHKLIST-12083 |  |  |  |  | Flying Squirrel Solar, LLC | Flying Squirrel Solar, LLC - Solar | Pending System Impact Study |  | 4990 | [5 empty] | Flying Squirrel Solar, LLC |  |  | (704) 716-8280 | Sean Barnett | Photovoltaic | Solar | 547 L McLaughlin Road | Raeford | NC | 28376 | T2280B23 | MOCKINGBIRD HILL 12 KV | RAEFORD 115KV | 34.976 | -79.2764
DEC | Distribution | CHKLIST-3095 |  |  | 2018460996 |  | H D USA | H D USA - Solar | Energized |  | 40 | [5 empty] | Southern Energy Management - Morrisville | Will | Etheridge | (336) 996-6833 | Vinita Moore | Photovoltaic | Solar | 1402 E Mountain St. | Kernersville | NC | 27284 | 03171206 |  | Kernersville Ret 1206 | 36.1104 | -80.0403 | 2013-12-11
DEP | Distribution | CHKLIST-11010 |  |  |  |  | Jackson Solar, LLC | Jackson Solar, LLC | Pending System Impact Study |  | 5000 | [5 empty] | NARENCO |  |  | (704) 200-2915 | Sean Barnett | Photovoltaic | Solar | 436 Pleasant Union Rd | Roseboro | NC | 28382 | T5600B03 | AUTRYVILLE 23KV | ROSEBORO 115KV | 34.9815 | -78.5327
DEP | Distribution | CHKLIST-9482 |  |  | 3168674764 |  | Baker Roofing CO | Baker Roofing CO - 509 Mercury St - Solar | Pending Final Interconnection Agreement |  | 180 | [5 empty] | Baker Roofing CO |  |  | (919) 828-2975 | Sean Barnett | Photovoltaic | Solar | 509 Mercury St | Raleigh | NC | 27603 | T4595B04 | DIX HILL 23KV | CARALEIGH 230KV | 35.762 | -78.6546
DEP | Distribution | CHKLIST-12076 |  |  | 1446403154 |  | Logan Trading Co Inc | Logan Trading Co Inc - NM - Solar | Pending Final Interconnection Agreement |  | 47.98 | [5 empty] | NC Solar Now, Inc. | Luke | Uherek | (919) 906-5812 | Sean Barnett | Photovoltaic | Solar | 707 Semart Dr | Raleigh | NC | 27604 | T5005B05 | CLEVELAND STREET 12KV | MORDECAI 115KV | 35.79 | -78.6408
DEP | Distribution | CHKLIST-11300 |  |  |  |  | Enerparc Inc | Enerparc Inc - Yow Rd Solar Farm - Solar | Pending Customer Response for Study |  | 4980 | [5 empty] | Enerparc Inc |  |  | (415) 866-7450 | Sean Barnett | Photovoltaic | Solar | 496 Yow Road | Seagrove | NC | 27341 | T1230B01 | ROBBINS CITY 23KV | ROBBINS 115KV | 35.51 | -79.6668
DEC | Distribution | CHKLIST-2217 |  |  | 2061579182 |  | Market Farm, LLC | Market Farm, LLC-Solar | Energized |  | 4950 | [5 empty] | Strata Solar, LLC |  |  | (919) 960-6015 | Jerry Barton | Photovoltaic | Solar | 5820 US 29 Business | Reidsville | NC | 27320 | 17011202 |  | Reidsville Ret 1202 | 36.3911 | -79.6441 | 2014-10-22
DEP | Distribution | CHKLIST-8370 |  |  |  |  | Headspring Solar Center, LLC | Headspring Solar Center, LLC - Solar - Cancelled | Cancelled |  | 19200 | [5 empty] | Heliosage Energy | Andrew | Foukal | (434) 293-7589 | Vinita Moore | Photovoltaic | Solar | Hwy 76 E | Kinards | SC | 29355 | N/A | N/A | N/A
DEP | Distribution | CHKLIST-11298 |  |  |  |  | Enerparc Inc | Enerparc Inc - Pike Rd Solar Farm - Solar | System Impact Study In Progress |  | 4980 | [5 empty] | Enerparc Inc |  |  | (415) 866-7455 | Sean Barnett | Photovoltaic | Solar | 511 Pike Rd | Siler City | NC | 27344 | T1530B01 | SILER CITY NORTH 23KV | SILER CITY 115KV | 35.8253 | -79.5007
DEP | Distribution | CHKLIST-8373 | 596 |  | 618-850-3137 | 160-898-4553 | Barker Solar LLC | Barker Solar LLC - Solar | Pending Facilities Study |  | 4998 | [5 empty] | FLS Energy, Inc. |  |  | 828-350-3993 | William Winslow | Photovoltaic | Solar | Old Allentown Rd | Lumberton | NC | 28358 | T2631B03 | SEVENTH STREET 23KV | WEATHERSPOON 230KV | 34.6105 | -78.9254
DEP | Distribution | Project 12665 |  |  |  |  | Ramp Solar LLC | Ramp Solar LLC | Fast Track Review In Progress |  | 2000 | [5 empty] | Cooperative Solar |  |  | (866) 795-4015 | Sean Barnett | Photovoltaic | Solar | 522 Hare Rd | Goldsboro | NC | 27534 | T5754B02 | HOOD SWAMP 24KV | GOLDSBORO LANGSTON 115KV
DEC | Distribution | CHKLIST-3257 |  |  | 1149572266 |  | Affinity Automation | Affinity Automation - Solar | Energized |  | 30 | [5 empty] | Southern Energy Management - Morrisville | Will | Etheridge | (704) 766-2060 | Vinita Moore | Photovoltaic | Solar | 11900 Sam Roper Dr | Charlotte | NC | 28269 | 01512407 |  | Provol Ret 2407 | 35.3691 | -80.8351 | 2014-01-24
DEP | Distribution | CHKLIST-12089 |  |  |  |  | Bloom Solar LLC | Bloom Solar LLC - Solar | System Impact Study In Progress |  | 2000 | [5 empty] | Southern Current LLC |  |  | (843) 906-4759 | Sean Barnett | Photovoltaic | Solar | Alex Harvin Hwy & Jack Touchberry Rd | Summerton | SC | 29148 | T3965B01 | SUMMERTON 23KV | SUMMERTON 230KV | 33.6098 | -80.336
DEP | Distribution | CHKLIST-8978 |  |  |  |  | ESA Henderson 2, LLC | ESA Henderson 2, LLC- Solar | Fast Track Review In Progress |  | 1998 | [5 empty] | ESA Renewables |  |  | (407) 474-4433 | Sean Barnett | Photovoltaic | Solar | 611 Bearpond Rd. | Henderson | NC | 27535 | T4785B02 | BEARPOND 23KV | HENDERSON EAST 230KV | 36.276 | -78.3982
DEP | Distribution | Project 13182 |  |  |  |  | Aberdeen Farm, LLC | Aberdeen Farm, LLC - Solar | Pending Customer Response for IR |  | 5000 | [5 empty] | Strata Solar, LLC |  |  | (919) 960-6015 | Donna Burford | Photovoltaic | Solar | 17387 Aberdeen Road | Laurinburg | NC | 28352 |  |  |  | 34.8023 | -79.4565
DEP | Distribution | CHKLIST-8977 |  |  |  |  | Olanta Solar, LLC | Olanta Solar, LLC - Solar | Pending Facilities Study |  | 14960 | [5 empty] | Clean Energy |  |  | (843) 277-2090 | Phillip Cathcart | Photovoltaic | Solar | 724 N. Lynchburg Hwy. | Olanta | SC | 29114 | T3040B01 | OLANTA NORTH 23KV | OLANTA 230KV | 33.9552 | -79.9363
DEC | Distribution | CHKLIST-11084 |  |  | 1889202790 |  | Dolgencorp Inc - 1889202790 | Dolgencorp Inc - 1889202790 - Solar - Withdrawn | Withdrawn |  | 40 | [5 empty] | Renewvia Energy Corporation |  |  | (615) 855-4634 | Christopher Grant | Photovoltaic | Solar | 13351 Asheville Hwy | Inman | SC | 29349 | 60241201 |  | Mascot Ret 1201 | 35.0525 | -82.1129
DEC | Distribution | CHKLIST-10426 |  |  | 0003731189 |  | Target Stores Hickory 0003731189 | Target Stores Hickory 0003731189 - Solar | Energized |  | 396 | [5 empty] | SoCore Energy, LLC |  |  | (612) 304-5432 | Christopher Grant | Photovoltaic | Solar | 1910 Catawba Valley Blvd SE | Hickory | NC | 28602 | 13401206 |  | South Hickory Ret 1206 | 35.7001 | -81.3084 | 2015-12-31
DEC | Distribution | CHKLIST-9695 |  |  | 1660741571 |  | Jonathan C Wang DDS PLLC | Jonathan C Wang DDS PLLC - Solar | Energized |  | 27 | [5 empty] | NC Solar Now, Inc. | Luke | Uherek | (336) 286-5522 | Vinita Moore | Photovoltaic | Solar | 3818 N Elm St STE#A | Greensboro | NC | 27455 | 09302408 |  | Lake Townsend Ret 2408 | 36.1427 | -79.7968 | 2015-09-15
DEC | Distribution | CHKLIST-0548 |  |  | 1713727577 |  | Triac Corporation | Triac Corporation-Solar | Energized |  | 30 | [5 empty] | Lighthouse Solar | Sean | Price | (336) 828-8884 | Philisha Kirkpatrick | Photovoltaic | Solar | 611 Norwalk Street | Greensboro | NC | 27407 | 09032407 |  | Fairfax Rd Ret 2407 | 36.0617 | -79.8702 | 2011-11-21
DEC | Distribution | CHKLIST-9703 |  |  | 1835933240 |  | Violet Solar, LLC | Violet Solar, LLC - Solar | Pending Final Interconnection Agreement |  | 4998 | [5 empty] | NARENCO |  |  | (704) 615-3838 | Christopher Grant | Photovoltaic | Solar | 1150 B St. | Mt Pleasant | NC | 28124 | 22321202 |  | Mt Pleasant Ret 1202 | 35.4011 | -80.4234
DEC | Distribution | CHKLIST-9696 |  |  | 1146686132 |  | RB Solar | RB Solar LLC - Solar | Pending Construction |  | 4984 | [5 empty] | Melink Corp-Installer | Jeremy | Chapman | (828) 459-3705 | Kelly Duke | Photovoltaic | Solar | 3682 N Oxford St | Claremont | NC | 28610 | 13121206 |  | Claremont Ret 1206 | 35.7362 | -81.1607
DEP | Distribution | CHKLIST-11017 |  |  | 1251662639 |  | Manheim Remarketing Inc | Manheim South Carolina Solar Project - 1251662639 - Solar | Pending Supplemental Review |  | 140 | [5 empty] | Inman Solar |  |  | (770) 296-5524 | Sean Barnett | Photovoltaic | Solar | 1111 Harry Byrd Hwy | Darlington | SC | 29532 | T2710B03 | HIGHWAY 151 23KV | DARLINGTON 115KV | 34.2953 | -79.8938
DEP | Distribution | CHKLIST-8751 |  |  |  |  | Pristine Sun Fund 12, LLC- S. Chicken Rd. | Pristine Sun Fund 12, LLC S.Chicken Rd- Solar | System Impact Study In Progress |  | 1990.04 | [5 empty] | Pristine Sun, LLC | Kimberly | Lewis | (415) 848-8163 | Sean Barnett | Photovoltaic | Solar | APN:0220-02-002 S Chicken Rd | Fairmont | NC | 28340 | T1980B03 | FAIRMONT NORTH 23KV | FAIRMONT 115KV | 34.5267 | -79.114
DEC | Distribution | CHKLIST-11773 |  |  |  |  | Metromont Corporation - Greenville | Metromont Corporation - Greenville - Solar - Superseded | Superseded |  | 756 | [5 empty] | Inman Solar |  |  | (864) 605-5000 | Jerry Barton | Photovoltaic | Solar | 2802 White Horse Rd | Greenville | SC | 29611 | 02091209 |  | Brushy Creek Ret 1209 | 34.4837 | -82.255
DEP | Distribution | CHKLIST-12064 |  |  |  |  | BRE NC SOLAR 4, LLC | BRE NC SOLAR 4, LLC - Solar | Pending System Impact Study |  | 5000 | [5 empty] | Beam Renewable Energy |  |  | (703) 966-4465 | Sean Barnett | Photovoltaic | Solar | 1264 Baltimore Road | Warrenton | NC | 27589 | T5360B01 | HWY 401 NORTH 23KV | WARRENTON 115KV | 36.3529 | -78.1455
DEC | Distribution | Project 12979 |  |  |  |  | Shem Solar LLC | Shem Solar LLC | Withdrawn |  | 2000 | [5 empty] | Southern Current LLC |  |  | (843) 906-4759 | Janet Robinson | Photovoltaic | Solar | east of Lancaster, SC at the intersection of State Rd S-29-83 and State Rd S-29-304 | Lancaster | SC | 29407 | 72081204 |  | Tradesville Ret 1204 | 34.4527 | -80.3858
DEC | Distribution | CHKLIST-11081 |  |  | 1160195141 |  | Aldi (NC) LLC - 1160195141 | Aldi (NC) LLC - 1160195141 - Solar | Pending Customer Response for Study |  | 60 | [5 empty] | Delta Solar Inc/Mid Atlantic Installations |  |  | (704) 642-0023 | Christopher Grant | Photovoltaic | Solar | 5817 Prosperity Church Rd | Charlotte | NC | 28269 | 01432406 |  | Eastfield Rd Ret 2406 | 35.3725 | -80.7862
DEC | Distribution | CHKLIST-11082 |  |  | 0000272015 |  | Estes Express Lines | Estes Express Lines - Solar | Pending Customer Response for Study |  | 45 | [5 empty] | Green State Power |  |  | (804) 355-1900 x 2184 | Kelly Duke | Photovoltaic | Solar | 1855 S Hwy 14 | Greer | SC | 29650 | 08021203 |  | Greer Ret 1203 | 34.9006 | -82.2348
DEP | Distribution | CHKLIST-8401 |  |  |  |  | Red Toad 4188 Cleveland Road, LLC | Red Toad 4188 Cleveland Road, LLC - Solar - Withdrawn | Withdrawn |  | 2000 | [5 empty] | Red Toad, Inc | Reynaldo | Rodriguez | (407) 620-6206 | Sean Barnett | Photovoltaic | Solar | 4188 Cleveland Rd | Smithfield | NC | 27577 | T5970B06 | FIELDCREST 23KV | SELMA 230KV | 35.5462 | -78.4485
DEP | Distribution | CHKLIST-8403 |  |  |  |  | Red Toad 7807 Buffalo Road, LLC | Red Toad 7807 Buffalo Road, LLC - Solar - WITHDRAWN | Withdrawn |  | 2000 | [5 empty] | Red Toad, Inc | Reynaldo | Rodriguez | (407) 620-6206 | William Winslow | Photovoltaic | Solar | 7807 Buffalo Rd | Selma | NC | 27576 | T5385B01 | Wilson Mills 24KV | WILSON MILLS 230KV | 35.6016 | -78.314
DEP | Distribution | CHKLIST-8405 | 533 |  | 6145081649 | 5566555065 | Red Toad 1425 A Powatan Road, LLC | Red Toad 1425 A Powatan Road, LLC - Solar | Connected | 1AWF51 (MV Sensor) / 1AWF52 (Meter) | 1999 | [5 empty] | Heelstone Energy, LLC |  |  | (919) 475-1811 | Stewart Grantham | Photovoltaic | Solar | 1425 A Powatan Road | Clayton | NC | 27527 | T5385B01 | WILSON MILLS 24KV | WILSON MILLS 230KV | 35.6042 | -78.3709 | 2015-12-18
DEP | Distribution | CHKLIST-8402 | 660 |  | 076-488-4284 | 886-898-2276 | Red Toad 5840 Buffalo Road, LLC | Red Toad 5840 Buffalo Road, LLC - Solar | Pending Facilities Study |  | 2000 | [5 empty] | Red Toad, Inc | Reynaldo | Rodriguez | (407) 620-6206 | William Winslow | Photovoltaic | Solar | 5840 Buffalo Rd | Selma | NC | 27576 | T5385B02 | GLENDALE 24KV | WILSON MILLS 230KV | 35.576 | -78.3017
DEP | Distribution | CHKLIST-8400 |  |  |  |  | Red Toad 699 Price Road, LLC | Red Toad 699 Price Road, LLC - Solar - Withdrawn | Withdrawn |  | 2000 | [5 empty] | Red Toad, Inc | Reynaldo | Rodriguez | (407) 620-6206 | Vinita Moore | Photovoltaic | Solar | 699 Price Rd | Selma | NC | 27576 | T4500B11 | MURPHREY ROAD 24KV | ARCHER LODGE 230KV | 35.6795 | -78.2962
DEC | Distribution | CHKLIST-10397 |  |  | 1300077315 |  | Aldi (NC) LLC - 1300077315 | Aldi (NC) LLC - Solar - NM - 1300077315 | Energized |  | 68 | [5 empty] | Delta Solar Inc/Mid Atlantic Installations |  |  | (704) 642-0023 | Christopher Grant | Photovoltaic | Solar | 1507 New Garden Rd | Greensboro | NC | 27410 | 09072416 |  | Jessuptown Ret 2416 | 36.1106 | -79.883 | 2016-03-31
DEP | Distribution | CHKLIST-8404 |  |  |  |  | Red Toad Lynch Road, LLC | Red Toad Lynch Road, LLC - Solar - Withdrawn | Withdrawn |  | 2000 | [5 empty] | Red Toad, Inc | Reynaldo | Rodriguez | (407) 620-6206 | Vinita Moore | Photovoltaic | Solar | 901 Lynch Rd | Selma | NC | 27576 | T4500B13 | FLOWERS 24KV | ARCHER LODGE 230KV | 35.6519 | -78.317
DEP | Distribution | CHKLIST-8408 |  |  |  |  | Red Toad 4451 Buffalo Road, LLC | Red Toad 4451 Buffalo Road, LLC - Solar | Pending Facilities Study |  | 1999 | [5 empty] | Red Toad, Inc | Reynaldo | Rodriguez | (407) 620-6206 | William Winslow | Photovoltaic | Solar | 4451 Buffalo Rd | Selma | NC | 27576 | T5385B02 | GLENDALE 24KV | WILSON MILLS 230KV | 35.5556 | -78.2977
DEP | Distribution | CHKLIST-8406 |  |  |  |  | Red Toad 800 Wellons Road, LLC | Red Toad 800 Wellons Rd, LLC - Solar - Withdrawn | Withdrawn |  | 2000 | [5 empty] | Red Toad, Inc | Reynaldo | Rodriguez | (407) 620-6206 | Sean Barnett | Photovoltaic | Solar | 800 Wellons Rd | Smithfield | NC | 27577 | T5970B06 | FIELDCREST 23KV | SELMA 230KV | 35.5524 | -78.4302
DEP | Distribution | CHKLIST-8407 |  |  |  |  | Red Toad Stevens Chapel Road, LLC | Red Toad Stevens Chapel Road, LLC - Solar - Withdrawn | Withdrawn |  | 2000 | [5 empty] | Red Toad, Inc | Reynaldo | Rodriguez | (407) 620-6206 | Sean Barnett | Photovoltaic | Solar | 4246 Stevens Chapel Rd. | Smithfield | NC | 27577 | T5970B07 | BROGDEN 23KV | SELMA 230KV | 35.4427 | -78.2425
DEP | Distribution | CHKLIST-8409 |  |  |  |  | Red Toad 3195 Buffalo Rd LLC | Red Toad 3195 Buffalo Rd LLC - Solar - Withdrawn | Withdrawn |  | 2000 | [5 empty] | Red Toad, Inc | Reynaldo | Rodriguez | (407) 620-6206 | Vinita Moore | Photovoltaic | Solar | 3195 Buffalo Rd | Smithfield | NC | 32746 | T5385B02 | GLENDALE 24KV | WILSON MILLS 230KV | 35.5437 | -78.3137
DEP | Distribution | CHKLIST-11077 |  |  |  |  | Page Solar Farm, LLC | Page Solar Farm, LLC - Solar | Pending |  | 1666 | [5 empty] | ESA Renewables |  |  | (407) 494-4547 | Sean Barnett | Photovoltaic | Solar | 785 Penwood Rd | Willow Springs | NC | 27592 | T5670B22 | OLD DRUG STORE 24KV | EDMONDSON 230KV | 35.5333 | -78.6413
DEC | Distribution | CHKLIST-5851 |  |  | 1279636759 |  | Moore Solar LLC - NC Hwy 158 | Moore Solar LLC - NC Hwy 158 - Solar | Pending Construction |  | 5000 | [5 empty] | Sustainable Energy Solutions |  |  | (636) 474-9067 | Kelly Duke | Photovoltaic | Solar | NC Hwy 158 | Reidsville | NC | 27320 | 17121202 |  | Monroeton Ret 1202
DEP | Distribution | Project 13198 |  |  |  |  | Country Club Solar, LLC | Country Club Solar, LLC - Solar | Pending Customer Response for IR |  | 4999 | [8 empty] | (828) 350-3993 | Donna Burford | Photovoltaic | Solar | 170 Country Club Drive | Wallace | NC | 28466
DEC | Distribution | CHKLIST-10398 |  |  | 1246852042 |  | Aldi (NC) LLC - 1246852042 | Aldi (NC) LLC - Solar - NM - 1246852042 | Energized |  | 60 | [5 empty] | Delta Solar Inc/Mid Atlantic Installations |  |  | (704) 642-0023 | Christopher Grant | Photovoltaic | Solar | 5704 West Hwy 74 | Indian Trail | NC | 28079 | 01412406 |  | Stouts Ret 2406 | 35.0625 | -80.6353 | 2016-02-01
DEC | Distribution | CHKLIST-11079 |  |  | 1406370978 |  | Aldi (NC) LLC - 1406370978 | Aldi (NC) LLC - 1406370978 - Solar | Under Construction |  | 64 | [5 empty] | Delta Solar Inc/Mid Atlantic Installations |  |  | (704) 642-0078 | Christopher Grant | Photovoltaic | Solar | 4220 High Point Rd | Greensboro | NC | 27407 | 09032405 |  | Fairfax Rd Ret 2408 | 36.0269 | -79.8729
DEP | Distribution | CHKLIST-11161 |  |  |  |  | FTS DevCO, LLC -Decatur Solar A | FTS DevCO, LLC - Decatur Solar A - WITHDRAWN | Withdrawn |  | 3000 | [8 empty] | (415) 872-0766 | Sean Barnett | Photovoltaic | Solar | River Rd | Pamplico | SC | 29583 | T3060B01 | PAMPLICO 23KV | PAMPLICO 115KV | 33.9911 | -79.5532
DEC | Distribution | CHKLIST-10392 |  |  | 1331346802 |  | Aldi (NC) LLC - NM - 1331346802 | Aldi (NC) LLC - Solar - NM - 1331346802 | Energized |  | 68 | [5 empty] | Delta Solar Inc/Mid Atlantic Installations |  |  | (704) 642-0023 | Christopher Grant | Photovoltaic | Solar | 10629 Park Rd | Pineville | NC | 28210 | 01302414 |  | McAlpine Creek Ret 2414 | 35.0921 | -80.8686 | 2016-05-31
DEC | Distribution | CHKLIST-3057 |  |  | 1999580093 |  | Triangle Urology Associates- NM | Triangle Urology Associates- Solar | Energized |  | 27.6 | [5 empty] | Baker Renewable Energy | Kelli | Clark | (919) 477-7003 | Vinita Moore | Photovoltaic | Solar | 205 Frasier St | Durham | NC | 27704 | 14071207 |  | Horton Rd Ret 1207 | 36.0425 | -78.903 | 2014-01-02
DEP | Distribution | CHKLIST-10390 | IPP620 |  | 2065589315 |  | Target Stores 2065589315 | Target Stores Wilmington 2065589315 - Solar | Pending Final Interconnection Agreement |  | 360 | [5 empty] | SoCore Energy |  |  | (612) 304-5432 | Sean Barnett | Photovoltaic | Solar | 4711 New Centre Dr | Wilmington | NC | 28405 | T6320B07 | NEW CENTRE 23KV | WILMINGTON EAST 230KV | 34.2489 | -77.8809
DEC | Distribution | CHKLIST-3055 |  |  | 1815037125 |  | Medwest LLC | Medwest LLC- Solar - Withdrawn | Withdrawn |  | 45 | [5 empty] | Sundance Power Systems, Inc. | Kevin | Quinn | (828) 329-8341 | Vinita Moore | Photovoltaic | Solar | 1216 6th Ave W | Hendersonville | NC | 28739 | 65011204 |  | Asheville Hwy Ret 1204
DEP | Distribution | CHKLIST-10394 | IPP619 |  | 2256611118 |  | Target Stores 2256611118 | Target Stores Cary 2256611118- Solar | Pending Final Interconnection Agreement |  | 396 | [5 empty] | SoCore Energy, LLC |  |  | (612) 304-5432 | Sean Barnett | Photovoltaic | Solar | 2021 Walnut St | Cary | NC | 27518 | T5111B23 | SWIFT CREEK 24KV | CARY PINEY PLAINS 230KV | 35.7575 | -78.7379
DEP | Distribution | CHKLIST-10312 |  |  |  |  | Sneads Grove Farm, LLC | Sneads Grove Farm, LLC - Solar | System Impact Study In Progress |  | 5000 | [5 empty] | Strata Solar, LLC |  |  | (919) 960-6015 | Sean Barnett | Photovoltaic | Solar | 16021 Sneads Grove Rd | Laurinburg | NC | 27517 | T2190B01 | TURNPIKE ROAD 23KV | LAURINBURG CITY 230KV | 34.789 | -79.4659
DEC | Distribution | CHKLIST-10940 |  |  | 2116252142 |  | Hecate Energy Highway 72 | Hecate Energy Highway 72 - Solar | Pending Customer Response for Study |  | 3330 | [5 empty] | Hecate Energy |  |  | (415) 999-1427 | Jerry Barton | Photovoltaic | Solar | 2812 South Carolina 72 | Abbeville | SC | 29620 | 07541209 |  | Johns Creek Ret 1209 | 34.1894 | -82.2473
DEC | Distribution | CHKLIST-3303 |  |  | 1334153896 |  | Sonne Two LLC | Sonne Two LLC- Solar | Facility Study In Progress |  | 5000 | [5 empty] | Birds Eye Energy |  |  | (704) 665-5978 | Jerry Barton | Photovoltaic | Solar | 2327 Mt. Olive Church Rd. | Newton | NC | 27530 | 13151201 |  | Mt Olive Ret 1201 | 35.6592 | -81.1797
DEC | Distribution | CHKLIST-3052 |  |  | 1525719023 |  | Millikan Farm, LLC | Millikan Farm, LLC - Solar | Energized |  | 4998 | [8 empty] | (310) 581-6299 | Kelly Duke | Photovoltaic | Solar | 2014 Naomi Rd | Randleman | NC | 27317 | 10121210 |  | Randleman Rd Ret 1210 | 35.8224 | -79.7719 | 2015-11-03
DEC | Distribution | CHKLIST-10385 |  |  | 1868460756 |  | Aldi (NC) LLC - NM - 1868460756 | Aldi (NC) LLC - Solar - NM - 1868460756 | Energized |  | 312 | [5 empty] | Delta Solar Inc/Mid Atlantic Installations |  |  | (704) 642-0023 | Christopher Grant | Photovoltaic | Solar | 1985 Old Union Church Rd | Salisbury | NC | 28146 | 21091204 |  | Long Ferry Ret 1204 | 35.6776 | -80.4124 | 2016-02-04
DEC | Distribution | CHKLIST-10387 |  |  | 1675773773 |  | Aldi (NC) LLC - NM - 1675773773 | Aldi (NC) LLC - Solar - NM - 1675773773 | Energized |  | 60 | [5 empty] | Delta Solar Inc/Mid Atlantic Installations |  |  | (704) 642-0023 | Christopher Grant | Photovoltaic | Solar | 3306 N Main St | High Point | NC | 27265 | 10081201 |  | N Main St Dist 1201 | 36.0039 | -80.0365 | 2016-04-06
DEP | Distribution | CHKLIST-1100 |  |  | 0256507831 |  | Wake Tech Innovations, Inc | Wake Tech Innovations, Inc-Solar | Energized |  | 375 | [5 empty] | Southern Energy Management - Wake Forest | Julia | Szeto | (919) 866-5926 | Sean Barnett | Photovoltaic | Solar | 321 Chapanoke Rd | Raleigh | NC | 27603 | T4595B02 | SOUTH SAUNDERS 23KV | CARALEIGH 230KV | 35.7345 | -78.6478 | 2012-11-28
DEC | Distribution | CHKLIST-2868 |  |  | 1985924125 |  | SID Solar I, LLC | SID Solar I, LLC- Solar | Energized |  | 4875 | [5 empty] | Self Installed - NC |  |  | (225) 615-3330 | Jerry Barton | Photovoltaic | Solar | 1028 Industry Drive | Shelby | NC | 28150 | 16801212 |  | Patterson Springs Ret 1212 | 35.2579 | -81.5066 | 2015-09-23
DEC | Distribution | CHKLIST-3301 |  |  | 1724553658 |  | United Therapeutics Corporation | United Therapeutics Corporation- Solar | Energized |  | 3000 | [5 empty] | PowerSecure Inc |  |  | (240) 821-1688 | Jerry Barton | Photovoltaic | Solar | 3030 E Cornwallis Rd. | RTP | NC | 27709 | 14052412 |  | Research Triangle Ret 2412 | 35.9121 | -78.8708 | 2014-10-27
DEC | Distribution | CHKLIST-3048 |  |  | 1953793466 |  | Weaver Cooke | Weaver Cooke- Solar - Cancelled | Cancelled |  | 1238 | [8 empty] | (336) 382-2338 | Stewart Grantham | Photovoltaic | Solar | 4301 Lawndale Dr. | Greensboro | NC | 27455 | 09252411 |  | Denny Rd Ret 2411
DEC | Distribution | CHKLIST-2781 |  |  | 1880900074 |  | Innovative Solar 19, LLC | Innovative Solar 19, LLC- Solar | Pending |  | 2500 | [5 empty] | Self Installed - NC |  |  | (828) 215-9064 | Kelly Duke | Photovoltaic | Solar | 1525 Piney Mountain Church Rd | Bostic | NC | 28018 | 15951203 |  | Washburn Ret 1203
DEP | Distribution | CHKLIST-1103 | IC12-0087 | 505 | 6114330183 |  | Atlantic Corporation of Wilmington, Inc | Atlantic Corporation of Wilmington, Inc-Solar | Pending Final Interconnection Agreement |  | 250 | [5 empty] | Alder Energy Systems | John | Griswold | (910) 398-6106 | Sean Barnett | Photovoltaic | Solar | 1107 E 5th St | Tabor City | NC | 28463 | T6630B02 | HIGHWAY 701 NORTH 23KV | TABOR CITY 115KV | 34.1558 | -78.8626
DEC | Distribution | CHKLIST-0645 |  |  | 4683920 |  | Davidson College | Davidson College- Solar | Energized |  | 94.08 | [5 empty] | Southern Energy Management - Morrisville | Will | Etheridge | (704) 894-2220 | Philisha Kirkpatrick | Photovoltaic | Solar | 200 Baker Drive | Davidson | NC | 29035 | 01721201 |  | Davidson Ret 1201 | 35.4993 | -80.8405 | 2012-02-03
DEC | Distribution | CHKLIST-0643 |  |  | 1988380717 |  | DDM Mortgage Corporation | DDM Mortgage Corporation-Solar-2nd Installation | Energized |  | 72 | [5 empty] | Extend Energy, LLC |  |  | 336-656-0028 | Philisha Kirkpatrick | Photovoltaic | Solar | 4221 E NC Highway 150 | Browns Summit | NC | 27214 | 09262403 |  | Rudd Ret 2403 | 36.2239 | -79.7268 | 2012-02-01
DEC | Distribution | CHKLIST-0844 |  |  | 1617516390 |  | WSOC Television, Inc.-North Tryon | WSOC Television, Inc.-Solar 1901 North Tryon Street - Withdrawn | Withdrawn |  | 135 | [5 empty] | Grid Point |  |  | (704) 335-4818 | Vinita Moore | Photovoltaic | Solar | 1901 N Tryon St. | Charlotte | NC | 28206 | 01141201 |  | N Charlotte Ret 1201
DEP | Distribution | CHKLIST-10298 |  |  |  |  | Jackie Farm, LLC | Jackie Farm, LLC - Solar- WITHDRAWN | Withdrawn |  | 5000 | [5 empty] | Strata Solar, LLC |  |  | (919) 960-6015 | Sean Barnett | Photovoltaic | Solar | 330 Pecan Rd | Brogden | NC | 28333 | T5375B02 | ARRINGTON BRIDGE ROAD 24KV | GOLDSBORO WEIL 115KV | 35.3243 | -78.0005
DEP | Distribution | CHKLIST-1105 |  | IC12-0089 |  |  | Goldsboro Farm, LLC | Goldsboro Farm, LLC-Solar-Cancelled | Cancelled |  | 2000 | [5 empty] | Strata Solar, LLC |  |  | (919) 960-6015 | Sean Barnett | Photovoltaic | Solar | Arrington Bridge Rd and John St | Goldsboro | NC | 27530 | T5375B02 | WAYNESBORO 23KV | GOLDSBORO WEIL 115KV | 35.3472 | -78.0103
DEC | Distribution | CHKLIST-0739 |  |  | 1655694424 |  | Mocksville Farm, LLC | Mocksville Farm, LLC-Solar | Energized |  | 5000 | [5 empty] | Strata Solar, LLC |  |  | (919) 960-6015 | Philisha Kirkpatrick | Photovoltaic | Solar | 462 Eaton RD | Mocksville | NC | 28090 | 03552402 |  | Mocksville Main 2402 | 35.8796 | -80.5459 | 2012-11-15
DEC | Distribution | CHKLIST-11039 |  |  | 1575365277 |  | AFL Telecommunications | AFL Telecommuncations - Solar | Pending Customer Response for Study |  | 41.6 | [5 empty] | Sunstore Solar Energy Solutions | Bruce | Wood | (864) 297-6776 | Carla Brice | Photovoltaic | Solar | 104 Hidden Lake Circle | Duncan | SC | 29334 | 08182411 |  | Spartan Green Ret 2411 | 34.9146 | -82.1009
DEC | Distribution | CHKLIST-11054 |  |  | 0001038629 |  | Lady's Funeral Home & Crematory | Lady's Funeral Home & Crematory - Solar | Energized |  | 34 | [5 empty] | Renewable Energy Design | Jeff | Redwine | (704) 933-2131 | Kelly Duke | Photovoltaic | Solar | 268 N Cannon Blvd | Kannapolis | NC | 28083 | 22271205 |  | Brantley Rd Ret 1205 | 35.497 | -80.6092 | 2016-04-18
DEC | Distribution | CHKLIST-1126 |  |  | 1195268156 |  | Battleground Solar I, LLC | Battleground Solar I, LLC-Solar | Energized |  | 3500 | [5 empty] | The Adams Group | Graham | Adams | (704) 776-6057 | Jerry Barton | Photovoltaic | Solar | 929 York Road | Kings Mountain | NC | 28086 | 79361203 |  | Crowders Creek Ret 1203 | 35.2222 | -81.3337 | 2013-12-03
DEP | Distribution | CHKLIST-11994 |  |  |  |  | Horus North Carolina 4, LLC | Horus North Carolina 4, LLC - Solar - Cancelled | Withdrawn |  | 1980 | [5 empty] | Renewable Energy and Preservation |  |  | (919) 219-1530 | Janet Robinson | Photovoltaic | Solar | R.R. Track | Tabor City | NC | 28463 | T6630B02 | HWY 701 NORTH 23KV | TABOR CITY 115KV | 34.1571 | -78.8773
DEC | Distribution | CHKLIST-0833 |  |  | 1601541066 |  | Lynwood Solar I, LLC | Lynwood Solar I, LLC- Solar | Energized |  | 135 | [5 empty] | The Adams Group | Graham | Adams | (980) 254-7823 | Philisha Kirkpatrick | Photovoltaic | Solar | 1835 S. Battleground Ave | Kings Mountain | NC | 28086 | 16071209 |  | Parkway SS 1209 | 35.1835 | -81.4154 | 2012-07-27
DEC | Distribution | CHKLIST-0434 |  |  | 36253 |  | Beco Inc. | Beco Inc. - Solar | Energized |  | 28.8 | [5 empty] | Beco Inc. - Installer | David | Saunders | (336) 889-3477 | Philisha Kirkpatrick | Photovoltaic | Solar | 2124 Surrett DR | Archdale | NC | 27263 | 10042412 |  | Linden St Sw Sta 2412 |  |  | 2011-06-28
DEC | Distribution | CHKLIST-11032 |  |  | 2024862765 |  | Woodville Farm, LLC | Woodville Farm, LLC - Solar | System Impact Study In Progress |  | 5000 | [5 empty] | Strata Solar, LLC |  |  | (919) 960-6015 | Jerry Barton | Photovoltaic | Solar | 9486 Augusta Rd | Pelzer | SC | 29669 | 02671202 |  | Ware Place Ret 1202 | 34.6531 | -82.3902
DEC | Distribution | CHKLIST-11030 |  |  | 1715179595 |  | Spartaburg Sanitary Sewer Dist. - South Tyger River RWTF | Spartanburg Sanitary Sewer Dist. - South Tyger River RWTF - Solar - Withdrawn | Withdrawn |  | 1000 | [8 empty] | (864) 580-5642 | Christopher Grant | Photovoltaic | Solar | 130 Riverfarm Rd | Moore | SC | 26939 | 60181202 |  | Moore Ret 1202 | 34.8476 | -82.0574
DEC | Distribution | CHKLIST-10145 |  |  | 1795159254 |  | Martyn Properties LLC | Martyn Properties LLC - Solar | Pending Final Interconnection Agreement |  | 28 | [8 empty] | (828) 217-8287 | Carla Brice | Photovoltaic | Solar | 380 9th Avenue Dr NE | Hickory | NC | 28601 | 13171205 |  | N Hickory Ret 1205 | 35.4575 | -81.3309
DEC | Distribution | CHKLIST-10380 |  |  | 2109053262 |  | Aldi (NC) LLC - NM - 2109053262 | Aldi (NC) LLC - Solar - NM - 2109053262 | Pending Meter Installation |  | 48 | [5 empty] | Delta Solar Inc/Mid Atlantic Installations |  |  | (704) 642-0023 | Carla Brice | Photovoltaic | Solar | 4120 Sunset Rd | Charlotte | NC | 28216 | 01321209 |  | Sunset Ret 1209 | 35.3041 | -80.8593 | 2015-12-07
DEC | Distribution | CHKLIST-10382 |  |  | 1810502671 |  | Aldi (NC) LLC - NM - 1810502671 | Aldi (NC) LLC - Solar - NM - 1810502671 | Energized |  | 68 | [5 empty] | Delta Solar Inc/Mid Atlantic Installations |  |  | (704) 642-0023 | Christopher Grant | Photovoltaic | Solar | 3891 Main St | Harrisburg | NC | 28075 | 22281204 |  | Speedway Ret 1204 | 35.3241 | -80.6436 | 2016-02-29
DEC | Distribution | CHKLIST-11060 |  |  | 0000140614 |  | Thomas R Giblin III | Thomas R Giblin III - Solar | Pending Final Interconnection Agreement |  | 37.44 | [5 empty] | Self Installed - NC |  |  | (704) 541-5682 | Kelly Duke | Photovoltaic | Solar | 8432 Paulston Rd | Charlotte | NC | 28277 | 01222409 |  | Piper Glen Ret 2409 | 35.0483 | -80.833
DEC | Distribution | CHKLIST-10999 |  |  | 1499008477 |  | Inter-Continental Corp - 1499008477 | Inter-Continental Corp - 1499008477 - Solar | Pending Fast Track Review |  | 40 | [5 empty] | Hannah Solar LLC |  |  | (828) 464-8250 | Kelly Duke | Photovoltaic | Solar | 2796 US Hwy 321 | Newton | NC | 28658 | 13101203 |  | Startown Ret 1203 | 35.6121 | -81.2125
DEC | Distribution | CHKLIST-2439 |  |  | 2032292070 |  | National Renewable Energy Corporation-NM | National Renewable Energy- Solar- Net Metering | Energized |  | 30 | [5 empty] | National Renewable Energy Corporation | Mark | Caddell | (704) 716-2100 | Stewart Grantham | Photovoltaic | Solar | 227 Southside Dr STE #B | Charlotte | NC | 28217 | 01241212 |  | Woodlawn Tie 1212 |  |  | 2013-06-06
DEC | Distribution | CHKLIST-11022 |  |  | 0003732306 |  | Target Stores - 3732306 | Target Stores - 3732306 - Solar | Pending Final Interconnection Agreement |  | 432 | [5 empty] | SoCore Energy, LLC |  |  | (612) 304-5432 | Christopher Grant | Photovoltaic | Solar | 3519 Clemson Blvd | Anderson | SC | 29621 | 04231209 |  | Whitehall Ret 1209 | 34.5493 | -82.6802
DEC | Distribution | CHKLIST-11024 |  |  | 0003456027 |  | Target Stores - 3456027 | Target Stores - 3456027 - Solar | Pending Final Interconnection Agreement |  | 432 | [5 empty] | SoCore Energy, LLC |  |  | (612) 304-5432 | Christopher Grant | Photovoltaic | Solar | 1112 Woodruff Rd | Greenville | SC | 29607 | 02852402 |  | Verdae Ret 2402 | 34.8303 | -82.3088
DEC | Distribution | CHKLIST-2784 |  |  | 1173596737 |  | Innovative Solar 21, LLC | Innovative Solar 21, LLC- Solar- Cancelled | Cancelled |  | 2500 | [5 empty] | Self Installed - NC |  |  | (828) 215-9064 | Kelly Duke | Photovoltaic | Solar | 480 Hogan Rd | Harris | NC | 28043 | 15241203 |  | Riverstone Ret 1203
DEC | Distribution | CHKLIST-2210 |  |  | 2054555625 |  | All States Medical Supply | All States Medical Supply-Solar | Energized |  | 95 | [5 empty] | Sundance Power Systems, Inc. | Kevin | Quinn | (828) 651-8055 | Jerry Barton | Photovoltaic | Solar | 221 Old Hendersonville Rd | Fletcher | NC | 28732 | 65201205 |  | Naples Ret 1205 | 35.4063 | -82.5057 | 2012-12-21
DEC | Distribution | CHKLIST-2401 |  |  | 2057150402 |  | Beetle Solar, LLC | Beetle Solar, LLC- Solar | Under Construction |  | 4000 | [5 empty] | Sunlight Partners |  |  | (480) 924-5519 | Jerry Barton | Photovoltaic | Solar | 1926 Batchelor Rd | Mooresboro | NC | 28114 | 60351202 |  | Grassy Pond Ret 1202 | 35.1783 | -81.6633
DEC | Distribution | CHKLIST-2403 |  |  | 1722695118 |  | Austin Solar, LLC | Austin Solar, LLC- Solar - Withdrawn | Withdrawn |  | 2000 | [5 empty] | Sunlight Partners |  |  | (480) 924-1745 | Jerry Barton | Photovoltaic | Solar | 2807 Mount Ruhama Church Rd | Maiden | NC | 28650 | 13431201 |  | Pinch Gut Creek Ret 1201
DEC | Distribution | CHKLIST-11033 |  |  | 1114831743 |  | Spartanburg Sanitary Sewer Dist. - Lawson Fork | Spartanburg Sanitary Sewer Dist. - Lawson Fork - Solar - Withdrawn | Withdrawn |  | 1000 | [8 empty] | (864) 580-5642 | Christopher Grant | Photovoltaic | Solar | 2736 Old Country Club Rd | Spartanburg | SC | 29302 | 60081212 |  | Camp Croft Ret 1212 | 34.9401 | -81.8576
DEC | Distribution | CHKLIST-11031 |  |  | 1231792269 |  | Dolgencorp Inc - 1231792269 | Dolgencorp Inc - 1231792269 - Solar - Withdrawn | Withdrawn |  | 40 | [5 empty] | Renewvia Energy Corporation |  |  | (615) 415-7604 | Christopher Grant | Photovoltaic | Solar | 2620 S Anderson Rd | Catawba | SC | 29704 | 72741203 |  | Leslie Ret 1203 | 34.8571 | -80.9329
DEC | Distribution | CHKLIST-11063 |  |  | 1574901734 |  | Spartanburg Sanity Sewer District | Spartanburg Sanity Sewer - Solar - Withdrawn | Withdrawn |  | 392 | [5 empty] | Solbridge |  |  | (803) 665-6688 | Christopher Grant | Photovoltaic | Solar | 130 Riverfarm Rd | Moore | SC | 29369 | 60181202 |  | Moore Ret 1202 | 34.8477 | -82.0574
DEC | Distribution | CHKLIST-11065 |  |  | 1558064303 |  | Lake Norman Tennis Center Inc | Lake Norman Tennis Center - Solar | Energized |  | 180 | [5 empty] | Pure Power Contractors |  |  | (704) 402-2506 | Jerry Barton | Photovoltaic | Solar | 205 Overhill Dr | Mooresville | NC | 28117 | 80711207 |  | Dunbar Ret 1207 | 35.3557 | -80.512 | 2016-06-24
DEC | Distribution | CHKLIST-3039 |  |  | 1755457703 |  | Tripple State Farm, LLC | Tripple State Farm, LLC - Solar | Under Construction |  | 4998 | [5 empty] | Strata Solar, LLC |  |  | (919) 960-6015 | Jerry Barton | Photovoltaic | Solar | 429 Triplett Rd | Cleveland | NC | 27013 | 80862404 |  | Elmwood Ret 2404 | 35.7341 | -80.7717
DEC | Distribution | CHKLIST-3030 |  |  | 1921044143 |  | Sandy Ridge Solar Farm, LLC | Sandy Ridge Solar Farm,- LLC - Solar- Cancelled | Cancelled |  | 4998 | [5 empty] | Strata Solar, LLC |  |  | (919) 960-6015 | Stewart Grantham | Photovoltaic | Solar | 1921 Rhodes Loop | Madison | NC | 27025 | 51081201 |  | Prestonville Ret 1201
DEC | Distribution | CHKLIST-3035 |  |  | 1405557882 |  | Auten Road Farm, LLC | Auten Road Farm, LLC - Solar | Under Construction |  | 4998 | [5 empty] | Strata Solar, LLC |  |  | (919) 960-6015 | Jerry Barton | Photovoltaic | Solar | Monterery Park Dr | Gastonia | NC | 27517 | 79251203 |  | Acrerock Tie 1203 | 35.304 | 81.137
DEC | Distribution | CHKLIST-3038 |  |  | 1614101498 |  | Misenheimer Farm, LLC | Misenheimer Farm, LLC - Solar | Energized |  | 4998 | [5 empty] | Strata Solar, LLC |  |  | (919) 960-6015 | Jerry Barton | Photovoltaic | Solar | 24914 Matton Grove Church Rd | Township of Ridenhour | NC | 28109 | 21372406 |  | Richfield Ret 2406 | 35.4712 | -80.297 | 2015-12-15
DEP | Distribution | CHKLIST-10368 |  |  | 7015644656 |  | Carolina Bronze Sculpture, Inc | Carolina Bronze Sculpture, Inc - Solar | Pending System Impact Study |  | 48.195 | [5 empty] | Renewable Energy Design Group L3C | Cynthia | Redwine | (336) 873-8291 | Sean Barnett | Photovoltaic | Solar | 6108 Maple Springs Rd | Seagrove | NC | 27341 | T1520B01 | SEAGROVE 12KV | SEAGROVE 115KV | 35.5302 | -79.793
DEP | Distribution | CHKLIST-12051 |  |  |  |  | BRE NC SOLAR 2 LLC | BRE NC SOLAR 2 LLC - Solar | Pending System Impact Study |  | 5000 | [5 empty] | Beam Renewable Energy |  |  | (703) 966-4465 | Sean Barnett | Photovoltaic | Solar | 465 Limertown Rd | Warrenton | NC | 27589 | T5360B01 | HWY 401 NORTH 23KV | WARRENTON 115KV | 36.342 | -78.1746
DEC | Distribution | CHKLIST-3034 |  |  | 1080893472 |  | Mt. Pleasant Farm, LLC | Mt. Pleasant Farm, LLC - Solar - Cancelled | Cancelled |  | 4998 | [5 empty] | Strata Solar, LLC |  |  | (919) 960-6015 | Jerry Barton | Photovoltaic | Solar | 1616 Blueberry St | Mount Pleasant | NC | 28124 | 22321202 |  | Mt Pleasant Ret 1202
DEC | Distribution | CHKLIST-3032 |  |  | 1079482814 |  | West Salisbury Farm, LLC | West Salisbury Farm, LLC - Solar | Energized |  | 4998 | [5 empty] | Strata Solar, LLC |  |  | (919) 960-6015 | Jerry Barton | Photovoltaic | Solar | 2080 Mooresville Rd | Salisbury | NC | 28147 | 21121212 |  | Majolica Rd Ret 1212 | 35.6642 | -80.5222 | 2015-09-03
DEC | Distribution | CHKLIST-3040 |  |  | 1909928519 |  | Peeler Road Farm, LLC | Peeler Road Farm, LLC - Solar - Cancelled | Cancelled |  | 4998 | [5 empty] | Strata Solar, LLC |  |  | (919) 960-6015 | Jerry Barton | Photovoltaic | Solar | 1092 Waddell Dr | Salisbury | NC | 28147 | 21061210 |  | Sumner Ret 1210
DEC | Distribution | CHKLIST-3037 |  |  | 1272982672 |  | Jackson Solar Farm, LLC | Jackson Solar Farm, LLC - Solar - Withdrawn | Withdrawn |  | 4998 | [5 empty] | Strata Solar, LLC |  |  | (919) 960-6015 | Jerry Barton | Photovoltaic | Solar | 6203 Brady Rd | Waxhaw | NC | 27517 | 72042402 |  | Van Wyck Ret 2402 | 34.868 | -80.6892
DEC | Distribution | CHKLIST-3031 |  |  | 1109623965 |  | Yadkin 601 Farm, LLC | Yadkin 601 Farm, LLC - Solar | Energized |  | 3000 | [5 empty] | Strata Solar, LLC |  |  | (919) 960-6015 | Kelly Duke | Photovoltaic | Solar | 1815 N Oak Ridge Church Rd | Yadkinville | NC | 27055 | 29021201 |  | Boonville Ret 1201 | 36.2002 | -80.697 | 2015-05-27
DEC | Distribution | CHKLIST-3033 |  |  | 2115547733 |  | South Winston Farm, LLC | South Winston Farm, LLC - Solar | Energized |  | 4998 | [5 empty] | Strata Solar, LLC |  |  | (919) 960-6015 | Kelly Duke | Photovoltaic | Solar | 2330 W Clemmonsville Rd | Winston Salem | NC | 27127 | 03081203 |  | Ebert Rd Ret 1203 | 36.0296 | -80.3064 | 2015-12-30
DEC | Distribution | CHKLIST-3036 |  |  | 1323668587 |  | Hickory Tree Farm, LLC | Hickory Tree Farm, LLC - Solar - Cancelled | Cancelled |  | 4998 | [5 empty] | Strata Solar, LLC |  |  | (919) 960-6015 | Jerry Barton | Photovoltaic | Solar | 495 Meadow Trl | Winston Salem | NC | 27107 | 03351206 |  | Tysinger Rd Ret 1206
DEC | Distribution | CHKLIST-3041 |  |  | 1867752316 |  | Howell Midland Farm, LLC | Howell Midland Farm, LLC - Solar | Energized |  | 4998 | [5 empty] | Strata Solar, LLC |  |  | (919) 960-6015 | Jerry Barton | Photovoltaic | Solar | 13900 Bethel Ave Ext | Midland | NC | 28107 | 01552401 |  | Wallace Rd Ret 2401 | 35.2259 | -80.5416 | 2015-11-25
DEC | Distribution | CHKLIST-11056 |  |  | 1191520731 |  | Pelzer Solar 1, LLC | Pelzer Solar 1, LLC | Pending Customer Response for Study |  | 1000 | [5 empty] | Solbridge |  |  | (843) 906-4759 | Jerry Barton | Photovoltaic | Solar | West of and adjacent to 621 Easley Hwy | Pelzer | SC | 29669 | 02471201 |  | Pelzer Ret 1201 | 34.6582 | -82.5008
DEC | Distribution | CHKLIST-12044 |  |  | 1881404038 |  | Bartron Builders Inc - Bldg A | Bartron Builders Inc - Bldg A - Solar | Pending |  | 30 | [5 empty] | Detail Solar Technologies | Paul | Zimmer | (864) 444-7343 | Jerry Barton | Photovoltaic | Solar | 330 E Warehouse Ct #A | Taylors | SC | 29687 | 02651211 |  | Waddell Rd Ret 1211 | 34.9094 | -82.3346
DEC | Distribution | CHKLIST-12054 |  |  | 1962150396 |  | Franciscan Monastery of St Clare | Franciscan Monastery of St Clare - Solar | Under Construction |  | 100 | [5 empty] | Inviro Design & Consulting, LLC |  |  | (864) 834-8015 | Christopher Grant | Photovoltaic | Solar | 37 McCauley Dr | Travelers Rest | SC | 29690 | 02611203 |  | Tigerville Ret 1203 | 34.9966 | -82.4056
DEP | Distribution | CHKLIST-11028 |  |  |  |  | PRII DRP Wade III Owner, LLC | PRII DRP Wade III Owner, LLC - Solar | Pending Customer Response for Study |  | 28 | [5 empty] | Baker Renewable Energy | Kelli | Clark | (919) 714-6346 | Sean Barnett | Photovoltaic | Solar | 5440 Wade Park Ave | Raleigh | NC | 27603 | T4595B04 | DIX HILL 23KV | CARALEIGH 230KV | 35.8091 | -78.7346
DEC | Distribution | CHKLIST-2400 |  |  | 1768708467 |  | Binks Solar, LLC | Binks Solar, LLC- Solar - Withdrawn | Withdrawn |  | 4000 | [5 empty] | Sunlight Partners |  |  | (480) 924-5519 | Stewart Grantham | Photovoltaic | Solar | 5609 Cascade Dr | Chapel Hill | NC | 27514 | 14102401 |  | Eno Ret 2401
DEP | Distribution | CHKLIST-11088 |  |  |  |  | Middleton Solar, LLC | Middleton Solar, LLC - Solar | Pending Fast Track Review |  | 2000 | [5 empty] | Solbridge |  |  | (843) 906-4759 | Sean Barnett | Photovoltaic | Solar | 113 W Bobo Newsom Hwy | Hartsville | SC | 29551 | T3665B01 | KELLYTOWN 24KV | HARTSVILLE SEGARS MILL 230KV | 34.3368 | -80.0778
DEC | Distribution | CHKLIST-2404 |  |  | 1630846416 |  | Hawkins Solar, LLC | Hawkins Solar, LLC- Solar - Cancelled | Cancelled |  | 5000 | [5 empty] | Sunlight Partners |  |  | (480) 924-1745 | Kelly Duke | Photovoltaic | Solar | 830 Miller Chapel Rd | Reidsville | NC | 27320 | 17011210 |  | Reidsville Ret 1210 | 35.178 | -81.6632
DEC | Distribution | CHKLIST-2402 |  |  | 1264984352 |  | Angel Solar, LLC | Angel Solar, LLC- Solar | Energized |  | 5000 | [5 empty] | Cypress Creek Renewables, LLC | Don | Nista | (310) 581-6299 | Jerry Barton | Photovoltaic | Solar | 703 St James Church rd | Newton | NC | 28658 | 13151201 |  | Mt Olive Ret 1201 | 35.6505 | -81.2118 | 2015-10-01
DEP | Distribution | CHKLIST-10362 |  |  |  |  | ESA Four Oaks 2 NC, LLC | ESA Four Oaks 2 NC, LLC - Solar | Pending Customer Response for Study |  | 2000 | [5 empty] | ESA Renewables |  |  | (407) 474-4433 | Sean Barnett | Photovoltaic | Solar | 2769 NC Hwy 96 | Four Oaks | NC | 27524 | T5732B03 | KEEN ROAD 24KV | FOUR OAKS 230KV | 35.4161 | -78.4092
DEC | Distribution | CHKLIST-10360 |  |  | 1344984413 |  | Volt Solar, LLC | Volt Solar, LLC - Solar | Energized |  | 800.4 | [5 empty] | Green State Power |  |  | (336) 446-9382 | Christopher Grant | Photovoltaic | Solar | 1704 Barnes St | Reidsville | NC | 27320 | 17011206 |  | Reidsville Ret 1206 | 36.338 | -79.6538 | 2016-06-16
DEP | Distribution | CHKLIST-12053 |  |  |  |  | BRE NC SOLAR 3 LLC | BRE NC SOLAR 3 LLC - Solar | Pending System Impact Study |  | 5000 | [5 empty] | Beam Renewable Energy |  |  | (703) 966-4465 | Sean Barnett | Photovoltaic | Solar | 3089 Lewis Rd | Oxford | NC | 27565 | T5090B02 | STOVALL 23KV | OXFORD NORTH 230KV | 36.3867 | -78.6135
DEP | Distribution | CHKLIST-10361 |  |  |  |  | Carolina Solar Energy II, LLC - Sellers Farm | Carolina Solar Energy II, LLC - Sellers Farm - Solar | System Impact Study In Progress |  | 4998 | [5 empty] | Carolina Solar Energy LLC |  |  | (919) 682-6822 | Sean Barnett | Photovoltaic | Solar | Old Laurinburg Rd | Hamlet | NC | 28345 | T1190B04 | HAMLET EAST 24KV | HAMLET 230KV | 34.8794 | -79.6666
DEC | Distribution | CHKLIST-0768 |  |  | 1468619226 |  | Hutchinson Farm, LLC | Hutchinson Farm, LLC-Solar | Energized |  | 5000 | [5 empty] | Strata Solar, LLC |  |  | (919) 960-6015 | Philisha Kirkpatrick | Photovoltaic | Solar | 1268 Earl Road | Shelby | NC | 28150 | 16801211 |  | Patterson Springs Ret 1211 | 35.5275 | -81.2319 | 2014-11-13
DEC | Distribution | CHKLIST-1114 |  |  | 1861466739 |  | Corbin Solar, LLC | Corbin Solar, LLC-Solar - Withdrawn | Withdrawn |  | 5000 | [5 empty] | Sunlight Partners |  |  | (480) 924-5519 | Philisha Kirkpatrick | Photovoltaic | Solar | 406 Trinity Church Rd | Mooresboro | NC | 28114 | 16901204 |  | Mooresboro Ret 1204
DEC | Distribution | CHKLIST-1115 |  |  | 1156175448 |  | Katelynne Solar, LLC | Katelynne Solar, LLC-Solar - Withdrawn | Withdrawn |  | 5000 | [5 empty] | Sunlight Partners |  |  | (480) 924-5519 | Philisha Kirkpatrick | Photovoltaic | Solar | 117 McAbee Place | Forest City | NC | 28043 | 15171203 |  | Cleghorn SS 1203
DEC | Distribution | CHKLIST-1116 |  |  | 1732663657 |  | Owen Solar, LLC | Owen Solar, LLC-Solar | Energized |  | 5000 | [5 empty] | Conergy, Inc |  |  | (786) 575-3808 | Jerry Barton | Photovoltaic | Solar | 4935 Hickory Lincolnton Hwy | Lincolnton | NC | 28092 | 13261201 |  | Zion Church Rd Ret 1201 | 35.5878 | -81.3081 | 2016-04-13
DEC | Distribution | CHKLIST-1117 |  |  | 2145887193 |  | Jaren Solar, LLC | Jaren Solar, LLC-Solar - Cancelled | Cancelled |  | 3000 | [5 empty] | Sunlight Partners |  |  | (480) 924-5519 | Philisha Kirkpatrick | Photovoltaic | Solar | 680 Old Mooresboro Rd | Mooresboro | NC | 28114 | 15151202 |  | Avondale Ret 1202 | 35.2735 | -81.7711
DEC | Distribution | CHKLIST-11037 |  |  | 1838362363 |  | The Commission of Public Works of the City of Spartanburg - Simms Solar | The Commission of Public Works of the City of Spartanburg - Simms Solar - Withdr | Withdrawn |  | 1000 | [8 empty] | (864) 580-5642 | Christopher Grant | Photovoltaic | Solar | 390 Spartanburg Water Work Rd | Spartanburg | SC | 29323 | 60271207 |  | Mud Creek Rd Ret 1207 | 35.1071 | -81.9707
DEC | Distribution | CHKLIST-11924 |  |  | 1415644856 |  | Vision Metering LLC | Vision Metering LLC - Solar | Pending Final Interconnection Agreement |  | 600 | [5 empty] | Hannah Solar LLC |  |  | (704) 609-8801 | Kelly Duke | Photovoltaic | Solar | 7 Ross Cannon St | York | SC | 29745 | 72311207 |  | York Ret 1207 | 35.0023 | -81.2267
DEP | Distribution | CHKLIST-11919 |  |  | 3624881037 |  | House of Hope of the Pee Dee | House of Hope of the Pee Dee - Solar | Pending Fast Track Review |  | 24 | [5 empty] | Howard Construction Company of Lincolnton, Inc. |  |  | (843) 667-9000 | Sean Barnett | Photovoltaic | Solar | 1020 W Darlington St | Florence | SC | 29501 | T2840B24 | DARLINGTON STREET 23KV | FLORENCE 230KV | 34.2 | -79.7855
DEC | Distribution | CHKLIST-11927 |  |  | 1692512178 |  | G & W Equipment Inc - 1692512178 | G & W Equipment Inc - 1692512178 - Solar | Pending Final Interconnection Agreement |  | 70 | [5 empty] | Self Installed - SC |  |  | (704) 394-6316 | Kelly Duke | Photovoltaic | Solar | 425 Independence Blvd | Greenville | SC | 29615 | 02551210 |  | Roper Mtn Ret 1210 | 34.836 | -82.2943
DEC | Distribution | CHKLIST-1097 |  |  | 1269013213 |  | Freirich Foods, Inc | Freirich Foods, Inc-Solar | Energized |  | 82 | [5 empty] | United Renewable Energy | Keith | Herbs | (704) 636-2621 | Philisha Kirkpatrick | Photovoltaic | Solar | 815 W Kerr St | Salisbury | NC | 28144 | 21011209 |  | Salisbury Main 1209 | 35.6761 | -80.4761 | 2012-12-18
DEC | Distribution | CHKLIST-1107 |  |  | 1675370958 |  | Rockwell Solar, LLC | Rockwell Solar, LLC-Solar | Energized |  | 3480 | [5 empty] | O2 Energies |  |  | (704) 490-9696 | Kelly Duke | Photovoltaic | Solar | end Earnhardt Rd via NC HWY 152 | Rockwell | NC | 28138 | 21431207 |  | Faith Ret 1207 | 35.545 | -80.4696 | 2014-12-18
DEC | Distribution | CHKLIST-11040 |  |  | 1104568746 |  | The Commission of Public Works of the City of Spartanburg - Peachtree | The Commission of Public Works of the City of Spartanburg - Peachtree - Withdraw | Withdrawn |  | 1000 | [8 empty] | (864) 580-5642 | Christopher Grant | Photovoltaic | Solar | 1600 Peachtree Rd | Chesnee | SC | 29323 | 60271207 |  | Mud Creek Rd Ret 1207 | 35.1041 | -81.9613
DEP | Distribution | CHKLIST-11034 |  |  | 3002500688 |  | Dolgencorp Inc - 3002500688 | Dolgencorp Inc - 3002500688 - Solar - Withdrawn | Withdrawn |  | 40 | [5 empty] | Renewvia Energy Corporation |  |  | (615) 415-7604 | Sean Barnett | Photovoltaic | Solar | 527 S Main St | Bishopville | SC | 29010 | T3350B02 | ASHWOOD 23KV | BISHOPVILLE 230KV | 34.2113 | -80.2575
DEC | Distribution | CHKLIST-2805 |  |  | 1137047389 |  | Diesel Solar | Diesel Solar-Solar - Cancelled | Cancelled |  | 5000 | [5 empty] | Sunlight Partners |  |  | (480) 924-5519 | Stewart Grantham | Photovoltaic | Solar | 133 Powell Rd | Ruffin | NC | 27326 | 27091205 |  | Meadow Green Ret 1205
DEC | Distribution | CHKLIST-2806 |  |  | 1353580401 |  | Jaclyn Solar | Jaclyn Solar, LLC-Solar - Cancelled | Cancelled |  | 5000 | [5 empty] | Sunlight Partners |  |  | (480) 924-5519 | Stewart Grantham | Photovoltaic | Solar | 455 Shiloh Road | Forest City | NC | 28043 | 15171203 |  | Cleghorn SS 1203
DEC | Distribution | CHKLIST-0894 |  |  | 0004276666 |  | Blakey Hall | Blakey Hall- Solar-2nd Install | Energized |  | 40.85 | [5 empty] | NC Solar Now, Inc. | Luke | Uherek | (336) 506-2032 | Philisha Kirkpatrick | Photovoltaic | Solar | 501 Blakey Hall LN | Elon | NC | 27244 | 11172408 |  | Frieden Ret 2408 |  |  | 2012-09-11
DEC | Distribution | CHKLIST-2808 |  |  | 1589952936 |  | Jimbo Solar | Jimbo Solar, LLC-Solar - Withdrawn | Withdrawn |  | 5000 | [5 empty] | Sunlight Partners |  |  | (480) 924-5519 | Stewart Grantham | Photovoltaic | Solar | 488 Miller Chapel Road | Reidsville | NC | 27320 | 17011210 |  | Reidsville Ret 1210
DEC | Distribution | CHKLIST-11922 |  |  |  |  | Limelight Solar II LLC | Limelight Solar II LLC - Solar | Pending Fast Track Review |  | 1999 | [5 empty] | ATOOD |  |  | (704) 776-6057 | Jerry Barton | Photovoltaic | Solar | 2612 Cannons Campground Rd | Spartanburg | SC | 29307 | 60161202 |  | Peters Creek Ret 1202 | 34.9939 | -81.8783
DEC | Distribution | CHKLIST-11719 |  |  |  |  | Salisbury Solar, LLC | Salisbury Solar, LLC - Solar | System Impact Study In Progress |  | 4980 | [5 empty] | O2 Energies |  |  | (336) 708-5161 | Jerry Barton | Photovoltaic | Solar | Dunns Mountain Rd | Salisbury | NC | 28146 | 21011207 |  | Salisbury Main 1207 | 35.633 | -80.4224
DEC | Distribution | CHKLIST-9742 |  |  | 1593189310 |  | Hull Solar Farm, LLC | Hull Solar Farm, LLC - Solar - Withdrawn | Withdrawn |  | 5000 | [5 empty] | Long Solar, LLC | William (Will) | Long | (704) 880-1279 | Jerry Barton | Photovoltaic | Solar | Kenmore Ln | Mount Airy | NC | 27030 | 28081209 |  | Toast Ret 1209 | 36.487 | -80.647
DEC | Distribution | CHKLIST-11932 |  |  | 2142489501 |  | Highland Baking Company Inc | Highland Baking Company Inc - Solar 1 (620kW) | Pending Fast Track Review |  | 620 | [5 empty] | Renewvia Energy Corporation |  |  | (847) 753-5711 | Jerry Barton | Photovoltaic | Solar | 7001 Asheville Hwy | Spartanburg | SC | 29303 | 60011211 |  | Una Ret 1211 | 34.9842 | -81.9748
DEC | Distribution | CHKLIST-9745 |  |  | 1355212829 |  | Matthews Solar Farm, LLC | Matthews Solar Farm, LLC - Solar - Withdrawn | Withdrawn |  | 4000 | [5 empty] | Long Solar, LLC | William (Will) | Long | (704) 880-1279 | Jerry Barton | Photovoltaic | Solar | NC 67 Hwy | East Bend | NC | 27018 | 29081201 |  | Smithtown Ret 1201 | 36.2227 | -80.597
DEP | Distribution | CHKLIST-1106 | IC12-0090 | 508 | 601-881-8317 | 139-200-5417 | Solar 55, LLC | Solar 55, LLC-Solar - Cancelled | Cancelled | 189P31(MV Sensor)/189P34(Meter) | 2000 | [5 empty] | Davis & Floyd Associate, Inc |  |  | (843) 693-8274 | Sean Barnett | Photovoltaic | Solar | Corner of Harrell's Rd and NC 55 | Mt Olive | NC | 28333 | T5888B01 | SMITH CHAPEL 23KV | MT. OLIVE WEST 115KV | 35.2094 | -78.1552
DEP | Distribution | CHKLIST-9469 | 661 |  | 431-849-1166 | 323-244-1711 | Rhubarb One, LLC | Rhubarb One, LLC - Solar | Facility Study In Progress |  | 9600 | [5 empty] | Birds Eye Energy |  |  | (704) 665-5978 | Phillip Cathcart | Photovoltaic | Solar | 1219 Morning Court | Marion | SC | 29571 | T3005B01 | WEST HIGHWAY 76 23KV | MARION BYPASS 115KV | 34.5328 | -79.2855
DEC | Distribution | CHKLIST-0072 |  |  | 2143079384 |  | Shree Dutt Sai, LLC - NM | Shree Dutt Sai, LLC-Solar | Energized |  | 101.2 | [5 empty] | Green Tech Consulting, Inc. |  |  | 919-286-0771 | Philisha Kirkpatrick | Photovoltaic | Solar | 2517 Guess Rd | Durham | NC | 27705 | 14251202 |  | Ellerbee Ret 1202 |  |  | 2010-12-22
DEC | Distribution | CHKLIST-0075 |  |  | 953758 |  | NC Biotechnology Center - NM | NC Biotechnology Center-Solar | Energized |  | 28 | [5 empty] | Green Tech Consulting, Inc. |  |  | (919) 549-8890 | Philisha Kirkpatrick | Photovoltaic | Solar | 15 W Alexander Dr | Research Triangle Park | NC | 27709 | 14192410 |  | Ellis Rd Ret 2410 |  |  | 2010-10-08
DEC | Distribution | CHKLIST-0079 |  |  | 2124911081 |  | JDC Manufacturing, LLC | JDC Manufacturing, LLC-Solar-1st Installation | Superseded |  | 48.6 | [5 empty] | SolarDyneNC | Tilden | Hagen | 336-202-9396 | Philisha Kirkpatrick | Photovoltaic | Solar | 1704 Barnes St | Reidsville | NC | 27320 | 17011206 |  | Reidsville Ret 1206 | 36.3377 | -79.6536 | 2010-12-31
DEC | Distribution | CHKLIST-0290 |  |  | 2678584 |  | Belk, Inc. - Charlotte - NM | Belk dba Belk Stores Services, Inc.-Solar | Energized |  | 30 | [5 empty] | Baker Renewable Energy |  |  | 704-426-1937 | Philisha Kirkpatrick | Photovoltaic | Solar | 2801 West Tyvola Rd | Charlotte | NC | 28217 | 01492405 |  | Coffey Creek Ret 2405 |  |  | 2010-05-11
DEC | Distribution | CHKLIST-0003 |  |  | 1705375637 |  | Mayberry Solar - NM | Mayberry Solar-Solar | Energized |  | 1000 | [5 empty] | O2 Energies |  |  | 336-266-8800 | Philisha Kirkpatrick | Photovoltaic | Solar | 1750 South Andy Griffith Pkwy | Mt Airy | NC | 28031 | 28061207 |  | Bannertown Tie 1207 | 36.4782 | -80.5934 | 2011-10-06
DEC | Distribution | CHKLIST-0208 |  |  | 1904607612 |  | bioMerieux, Inc. - NM | bioMerieux Inc-Solar | Energized |  | 124 | [5 empty] | Southern Energy Management | Kelley | Breslow | 919-620-2000 | Philisha Kirkpatrick | Photovoltaic | Solar | 100 Randolphe St | Durham | NC | 27712 | 14182402 |  | Treyburn Ret 2402 | 36.0984 | -78.8264 | 2009-12-22
DEC | Distribution | CHKLIST-0032 |  |  | 1988380717 |  | DDM Mortgage Corporation | DDM Mortgage Corporation-Solar-1st Installation | Superseded |  | 36 | [5 empty] | Extend Energy, LLC |  |  | 336-656-0028 | Philisha Kirkpatrick | Photovoltaic | Solar | 4221 E NC Highway 150 | Browns Summit | NC | 27214 | 09262403 |  | Rudd Ret 2403 | 36.2239 | -79.7268 | 2010-11-29
DEC | Distribution | CHKLIST-0033 |  |  | 1514259855 |  | Sun Capital, Inc. - NM | Sun Capital, Inc.-Solar | Energized |  | 21.4 | [5 empty] | Extend Energy, LLC |  |  | 336-273-8544 | Philisha Kirkpatrick | Photovoltaic | Solar | 6367 Lake Brandt Rd | Summerfield | NC | 27358 | 09102406 |  | Summerfield Ret 2406 | 36.2186 | -79.8551 | 2009-05-22
DEC | Distribution | CHKLIST-0035 |  |  | 1185678487 |  | Leon's Beauty School, Inc. - NM | Leon's Beauty School, Inc.-Solar | Energized |  | 35.475 | [5 empty] | Extend Energy, LLC |  |  | 336-274-4601 | Philisha Kirkpatrick | Photovoltaic | Solar | 1305 Coliseum Blvd | Greensboro | NC | 27403 | 09042407 |  | Randolph Ave Ret 2407 | 36.0577 | -79.8226 | 2009-10-30
DEC | Distribution | CHKLIST-0039 |  |  | 1508790978 |  | SanDan Farm - NM | SanDan Farm-Solar | Energized |  | 24 | [5 empty] | Extend Energy, LLC |  |  | 336-324-9650 | Philisha Kirkpatrick | Photovoltaic | Solar | 4934 Harvest Rd | McLeansville | NC | 27301 | 09082406 |  | Kildare Ret 2406 |  |  | 2009-12-29
DEC | Distribution | CHKLIST-0047 |  |  | 705-642-1683 | 725-746-2858 | Solar Green Development, LLC - Mint Hill - NM | Solar Green Development, LLC-Solar - Cancelled | Cancelled |  | 2000 | [5 empty] | Solar Green Development, LLC |  |  | 704-299-3410 | Philisha Kirkpatrick | Photovoltaic | Solar | 10304 Arlington Church Rd | Mint Hill | NC | 28227 | 01332411 |  | Wilgrove Ret 2411
DEC | Distribution | CHKLIST-0049 |  |  |  |  | Solar Green Development, LLC - Charlotte - NM | Solar Green Development, LLC-Solar - Cancelled | Cancelled |  | 1000 | [5 empty] | Solar Green Development, LLC |  |  | 704-299-3410 | Philisha Kirkpatrick | Photovoltaic | Solar | 9800 Hood Rd | Charlotte | NC | 28213 | 01342407 |  | Newell Ret 2407
DEC | Distribution | CHKLIST-0252 |  |  | 2005552388 |  | United Therapeutics Corporation - NM | United Therapeutics Corporation-Solar-1st Install | Energized |  | 51 | [8 empty] | (919) 768-2594 | Philisha Kirkpatrick | Photovoltaic | Solar | 55 T W Alexander Dr | RTP | NC | 27709 | 14192410 |  | Ellis Rd Ret 2410 |  |  | 2009-02-23
DEC | Distribution | CHKLIST-2807 |  |  | 1671747307 |  | Teri Solar | Teri Solar LLC - Solar - Withdrawn | Withdrawn |  | 4000 | [5 empty] | Sunlight Partners |  |  | (480) 924-5519 | Stewart Grantham | Photovoltaic | Solar | 1600 Saddle Club Road | Mebane | NC | 27302 | 11261206 |  | Oakwood St Ret 1206
DEC | Distribution | CHKLIST-2803 |  |  | 1695946038 |  | Falcon Solar | Falcon Solar-Solar - Cancelled | Cancelled |  | 3000 | [5 empty] | Sunlight Partners |  |  | (480) 924-5519 | Stewart Grantham | Photovoltaic | Solar | 425 Haynes Rd | Summerfield | NC | 27358 | 51601205 |  | Ogburn Dist 1205
DEC | Distribution | CHKLIST-2804 |  |  | 1718492441 |  | Jack Solar | Jack Solar LLC - Solar - Withdrawn | Withdrawn |  | 4000 | [5 empty] | Sunlight Partners |  |  | (480) 924-5519 | Stewart Grantham | Photovoltaic | Solar | 2887 Keisler Dairy Road | Conover | NC | 28613 | 13121211 |  | Claremont Ret 1211
DEC | Distribution | CHKLIST-3231 |  |  | 2090323073 |  | Corriher Farm, LLC | Corriher Farm, LLC- Solar - Cancelled | Cancelled |  | 4950 | [5 empty] | Strata Solar, LLC |  |  | (919) 960-6015 | Stewart Grantham | Photovoltaic | Solar | 6562 Griffin Hill Dr. | Locust | NC | 28097 | 21361207 |  | Locust Ret 1207
DEC | Distribution | CHKLIST-0948 |  |  | 1915133387 |  | Innovative Solar 16, LLC | Innovative Solar 16, LLC-Solar Withdrawn | Withdrawn |  | 1996.4 | [5 empty] | Innovative Solar Systems, LLC | John | Green | (828) 215-9604 | Philisha Kirkpatrick | Photovoltaic | Solar | 99 Old Hollis Rd | Ellenboro | NC | 28040 | 15951203 |  | Washburn Ret 1203
DEC | Distribution | CHKLIST-0944 |  |  | 1514549146 |  | Innovative Solar 12, LLC | Innovative Solar 12, LLC-Solar | Under Construction |  | 1996.4 | [5 empty] | Innovative Solar Systems, LLC | John | Green | (828) 215-9064 | Kelly Duke | Photovoltaic | Solar | 5860 US 221 S. Hwy | Forest City | NC | 28043 | 15241202 |  | Riverstone Ret 1202 | 35.3178 | -81.8578
DEC | Distribution | CHKLIST-0803 |  |  | 1672008608 |  | Marshville Farm, LLC | Marshville Farm, LLC-Solar | Energized |  | 4950 | [5 empty] | Strata Solar, LLC |  |  | (919) 960-6015 | Philisha Kirkpatrick | Photovoltaic | Solar | W Union St and Van Eudy Rd | Marshville | NC | 28103 | 72542413 |  | Beaver Dam Ret 2413 | 34.999 | -80.384 | 2013-10-18
DEC | Distribution | CHKLIST-0945 |  |  | 1143170805 |  | Innovative Solar 13, LLC | Innovative Solar 13, LLC-Solar Withdrawn | Withdrawn |  | 1996.4 | [5 empty] | Innovative Solar Systems, LLC | John | Green | (828) 215-9064 | Philisha Kirkpatrick | Photovoltaic | Solar | 306 Gross Gin Dr. | Forest City | NC | 28043 | 15241203 |  | Riverstone Ret 1203
DEC | Distribution | Project 13082 |  |  | 1463847665 |  | Frances Plant LLC | Frances Plant LLC - Solar | Pending Customer Response for Study |  | 1000 | [5 empty] | Terawatt Roofing |  |  | (610) 291-6030 | Jerry Barton | Photovoltaic | Solar | 5780 Lancaster Highway | Fort Lawn | SC | 29714 | 72061201 |  | Erwin Farms Ret 1201 | 34.7035 | -80.8933
DEC | Distribution | CHKLIST-0946 |  |  | 1548941415 |  | Innovative Solar 14, LLC | Innovative Solar 14, LLC- Solar Withdrawn | Withdrawn |  | 1996.4 | [5 empty] | Innovative Solar Systems, LLC | John | Green | (828) 215-9064 | Philisha Kirkpatrick | Photovoltaic | Solar | 434 NC 120 Hwy | Mooresboro | NC | 28114 | 15901202 |  | Mooresboro Ret 1202
DEC | Distribution | CHKLIST-11760 |  |  | 1678405280 |  | Fairview Rd Group LLC | Fairview Rd Group LLC - Solar PP | Pending Final Interconnection Agreement |  | 43.2 | [5 empty] | R & C Construction Solar LLC |  |  | (864) 234-0600 | Christopher Grant | Photovoltaic | Solar | 20 Berryblue Ct Bldg #1 | Simpsonville | SC | 29680 | 02081207 |  | Brentwood Ret 1207 | 34.7081 | -82.2532
DEC | Distribution | CHKLIST-10230 |  |  | 1335479661 |  | Long Beverage, Inc | Long Beverage, Inc - Solar | Energized |  | 240 | [5 empty] | Baker Renewable Energy | Kelli | Clark | (919) 481-2758 | Christopher Grant | Photovoltaic | Solar | 10500 World Trade Blvd | Raleigh | NC | 27617 | 14152411 |  | Brassfield Ret 2411 | 35.8957 | -78.8173 | 2015-12-21
DEC | Distribution | CHKLIST-0949 |  |  | 2147236097 |  | Innovative Solar 17, LLC | Innovative Solar 17, LLC-Solar Withdrawn | Withdrawn |  | 1996.4 | [5 empty] | Innovative Solar Systems, LLC | John | Green | (828) 215-9064 | Philisha Kirkpatrick | Photovoltaic | Solar | 1110 Ted Smith Rd | Rutherfordton | NC | 28139 | 15211201 |  | McGinnis Crossroads Ret 1201
DEC | Distribution | CHKLIST-0947 |  |  | 1887927565 |  | Innovative Solar 15, LLC | Innovative Solar 15, LLC-Solar | Energized |  | 1996.4 | [5 empty] | FLS Energy, Inc. |  |  | (801) 679-3507 | Philisha Kirkpatrick | Photovoltaic | Solar | 232 Ellenboro Henrietta Rd | Ellenboro | NC | 28040 | 15901202 |  | Mooresboro Ret 1202 | 35.3199 | -81.7686 | 2014-08-14
DEC | Distribution | CHKLIST-1012 |  |  | 1224932495 |  | City of Charlotte | City of Charlotte dba Charlotte Area Transit System (CATS)-Solar | Energized |  | 260.82 | [5 empty] | National Renewable Energy Corporation | Mark | Caddell | (704) 336-4261 | Philisha Kirkpatrick | Photovoltaic | Solar | 3239 South Tryon Street | Charlotte | NC | 28203 | 01241210 |  | Woodlawn Tie 1210 | 35.1975 | -80.8734 | 2012-11-15
DEC | Distribution | CHKLIST-0738 |  |  | 1882500583 |  | Waco Farm, LLC | Waco Farm, LLC- Solar | Energized |  | 4950 | [5 empty] | Strata Solar, LLC |  |  | (919) 960-6015 | Philisha Kirkpatrick | Photovoltaic | Solar | 399 Devenny Road | Kings Mountain | NC | 28086 | 16521201 |  | Waco Ret 1201 | 35.2451 | -81.3412 | 2013-11-05
DEC | Distribution | CHKLIST-2393 |  |  | 1378685154 |  | International Tool Steel, INC | International Tool Steel, INC- Solar | Energized |  | 49 | [5 empty] | Baker Renewable Energy |  |  | (781) 444-2803 | Vinita Moore | Photovoltaic | Solar | 101 Wilson Bridge Rd | Fountain Inn | SC | 29644 | 02531211 |  | Putman Ret 1211 |  |  | 2013-04-19
DEC | Distribution | CHKLIST-11020 |  |  | 1870575626 |  | The Commission of Public Works of the City of Spartanburg - Blalock Dam | The Commission of Public Works of the City of Spartanburg - Blalock Dam - Withdr | Withdrawn |  | 1000 | [8 empty] | (864) 580-5642 | Christopher Grant | Photovoltaic | Solar | 5401 Old Griffin Rd | Chesnee | SC | 29323 | 60201208 |  | Enola Ret 1208 | 35.0514 | -81.8655 | 2016-02-01
DEC | Distribution | CHKLIST-11038 |  |  | 1847587864 |  | The Commission of Public Works of the City of Spartanburg - Whitlock | The Commission of Public Works of the City of Spartanburg - Whitlock - Solar | System Impact Study In Progress |  | 1000 | [8 empty] | (864) 580-5642 | Christopher Grant | Photovoltaic | Solar | 180 Joel O Bryant Dr | Spartanburg | SC | 29307 | 60201203 |  | Enola Ret 1203 | 35.0422 | -81.8904
DEC | Distribution | CHKLIST-2364 |  |  | 2140237481 |  | Wooten Farm, LLC | Wooten Farm, LLC- Solar - Withdrawn | Withdrawn |  | 4500 | [5 empty] | Strata Solar, LLC |  |  | (919) 960-6015 | Stewart Grantham | Photovoltaic | Solar | 3531 Indian Heaps Rd | East Bend | NC | 27018 | 29081201 |  | Smithtown Ret 1201
DEC | Distribution | CHKLIST-2809 |  |  | 1724008372 |  | Gator Solar | Gator Solar-Solar - Withdrawn | Withdrawn |  | 5000 | [5 empty] | Sunlight Partners |  |  | (480) 924-5519 | Stewart Grantham | Photovoltaic | Solar | 2391 Larue Dr | Newton | NC | 28658 | 13431203 |  | Pinch Gut Creek Ret 1203
DEC | Distribution | CHKLIST-0712 |  |  | 0000624721 |  | City of Greensboro-1514 N Church Street | City of Greensboro-1514 N Church Street-Solar - Withdrawn | Withdrawn |  | 45 | [5 empty] | Argand Energy Solutions |  |  | (336) 373-3883 | Kelly Duke | Photovoltaic | Solar | 1514 N Church Street | Greensboro | NC | 27405 | 09252412 |  | Denny Rd Ret 2412
DEC | Distribution | CHKLIST-0655 |  |  | 1088536820 |  | Belwood Farm LLC | Belwood Farm LLC-Solar | Energized |  | 4000 | [5 empty] | Strata Solar, LLC |  |  | (919) 960-6015 | Philisha Kirkpatrick | Photovoltaic | Solar | 5617 Fallston RD | Lawndale | NC | 28090 | 16651202 |  | Belwood Ret 1202 | 35.4689 | -81.5073 | 2012-12-17
DEC | Distribution | CHKLIST-11724 |  |  | 1804799609 |  | Piedmont Companies | Piedmont Companies - Solar | Pending Fast Track Review |  | 90 | [5 empty] | Howard Construction Co of Lincolnton Inc |  |  | (704) 736-4331 | Jerry Barton | Photovoltaic | Solar | 2689 E Main St | Lincolnton | NC | 28092 | 79031208 |  | Lincolnton Tie 1208 | 35.2858 | -81.122
DEP | Distribution | CHKLIST-8754 | 558 | CHKLIST 8754 | 299-293-8197 | 780-616-6810 | Pristine Sun Fund 12, LLC- Hwy 24-20006 | Pristine Sun Fund 12, LLC- Hwy 24-2006 - Solar - Cancelled | Cancelled |  | 1999 | [5 empty] | Pristine Sun, LLC | Kimberly | Lewis | (415) 848-8163 | Sean Barnett | Photovoltaic | Solar | Hwy 24 (APN: 0456-794490) | Fayetteville | NC | 28312 | T2580B01 | CEDAR CREEK 23KV | VANDER 115KV | 35.0354 | -78.8068
DEP | Distribution | CHKLIST-8757 |  | CHKLIST 8755 |  |  | Pristine Sun Fund 12, LLC- Hwy 24-20013 | Pristine Sun Fund 12, LLC- Hwy 24-20013- Solar | Fast Track Review In Progress |  | 1999 | [5 empty] | Pristine Sun, LLC | Kimberly | Lewis | (415) 848-8163 | Sean Barnett | Photovoltaic | Solar | Hwy 41 (APN:0502-02008R1 | Fairmont | NC | 28340 | T1980B03 | FAIRMONT NORTH 23KV | FAIRMONT 115KV | 34.5237 | -79.1026
DEP | Distribution | CHKLIST-8756 |  |  |  |  | Pristine Sun Fund 12, LLC- 10285 S. Chicken Rd. | Pristine Sun Fund 12, LLC- 10285 S.Chicken Rd- Solar | Fast Track Review In Progress |  | 1999 | [5 empty] | Pristine Sun, LLC | Kimberly | Lewis | (415) 848-8163 | Sean Barnett | Photovoltaic | Solar | 10285 S. Chicken Road (APN: 0220-02-004) | Fairmont | NC | 28340 | T1980B03 | FAIRMONT NORTH 23KV | FAIRMONT 115KV | 34.5199 | -79.1124
DEP | Distribution | CHKLIST-8755 | 559 |  | 561-623-8738 | 434-232-5067 | Pristine Sun Fund 12, LLC- Hwy 24-20004 | Pristine Sun Fund 12, LLC- Clinton Rd - Cancelled | Cancelled |  | 1999 | [5 empty] | Pristine Sun, LLC | Kimberly | Lewis | (415) 848-8163 | Sean Barnett | Photovoltaic | Solar | 2975 Clinton Road | Fayetteville | NC | 28312 | T2580B01 | CEDAR CREEK 23KV | VANDER 115KV | 35.0354 | -78.8068
DEC | Distribution | CHKLIST-2222 |  |  | 1215693660 |  | Iron Works Farm, LLC | Iron Works Farm, LLC-Solar - Withdrawn | Withdrawn |  | 4950 | [5 empty] | Strata Solar, LLC |  |  | (919) 960-6015 | Jerry Barton | Photovoltaic | Solar | 1658 Iron Works Rd | Reidsville | NC | 27320 | 17121202 |  | Monroeton Ret 1202
DEP | Distribution | CHKLIST-12008 |  |  |  |  | Blacktip Solar LLC | Blacktip Solar LLC - Solar | System Impact Study In Progress |  | 2000 | [5 empty] | Southern Current LLC |  |  | (843) 906-4759 | Sean Barnett | Photovoltaic | Solar | W O'Shay Rd & 52 | Scranton | SC | 29591 | T2950B03 | MAIN STREET 23KV | LAKE CITY 230KV | 33.8997 | -79.7532
DEC | Distribution | CHKLIST-10217 |  |  | 2140091744 |  | Washington Solar, LLC | Washington Solar, LLC - Solar | System Impact Study In Progress |  | 4800 | [5 empty] | National Renewable Energy Corporation | Mark | Caddell | (704) 615-3838 | Kelly Duke | Photovoltaic | Solar | 233 Church St Ext | Reidsville | NC | 27320 | 17191201 |  | Waynick Rd Ret 1201 | 36.2227 | -81.6825
DEC | Distribution | CHKLIST-2367 |  |  | 1326823862 |  | Lincoln Star Farm, LLC | Lincoln Star Farm, LLC- Solar - Withdrawn | Withdrawn |  | 4500 | [5 empty] | Strata Solar, LLC |  |  | (919) 960-6015 | Jerry Barton | Photovoltaic | Solar | 925 Clark Creek Rd | Lincolnton | NC | 28092 | 79041204 |  | North Lincoln Ret 1204
DEC | Distribution | CHKLIST-2365 |  |  | 1557501224 |  | Carter Caswell Farm, LLC | Carter Caswell Farm, LLC- Solar - Withdrawn | Withdrawn |  | 4500 | [5 empty] | Strata Solar, LLC |  |  | (919) 960-6015 | Stewart Grantham | Photovoltaic | Solar | 10955 NC Highway 86 N | Providence | NC | 27315 | 17131203 |  | Gatewood Ret 1203
DEC | Distribution | CHKLIST-0711 |  |  | 0000624702 |  | City of Greensboro - 401 Patton Ave | City of Greensboro - 401 Patton Bldg I-Solar | Pending Interim Interconnection Agreement |  | 100 | [5 empty] | AEG Power Systems | HD | Thacker | (336) 373-3883 | Kelly Duke | Photovoltaic | Solar | 401 Patton Ave | Greensboro | NC | 27406 | 09042406 |  | Randolph Ave Ret 2406 | 36.0419 | -79.7826
DEC | Distribution | CHKLIST-2224 |  |  | 2063014800 |  | Beaver Solar, LLC | Beaver Solar, LLC-Solar-Cancelled | Cancelled |  | 5000 | [5 empty] | Sunlight Partners |  |  | (480) 924-5519 | Philisha Kirkpatrick | Photovoltaic | Solar | 10296 US 158 | Reidsville | NC | 27320 | 17191201 |  | Waynick Rd Ret 1201 | 36.2813 | -79.7578
DEC | Distribution | CHKLIST-2177 |  |  | 1908223075 |  | Mill Solar I, LLC | Mill Solar I, LLC-Solar | Energized |  | 1500 | [5 empty] | Mill Solar I | GEORGE | BULAT | (704) 837-7758 | Jerry Barton | Photovoltaic | Solar | 500 South Main Street | Mooresville | NC | 28115 | 80731201 |  | Deerfield Ret 1201 | 35.5753 | -80.8192 | 2015-11-24
DEC | Distribution | CHKLIST-0713 |  |  | 1580113063 |  | City of Greensboro- 1510 N. Church Street | City of Greensboro-1510 N. Church Street-Solar | Pending |  | 150 | [5 empty] | AEG Power Systems | HD | Thacker | (336) 373-3883 | Kelly Duke | Photovoltaic | Solar | 1510 N. Church Street | Greensboro | NC | 27405 | 09252412 |  | Denny Rd Ret 2412
DEP | Distribution | CHKLIST-9476 | 578 |  | 4033781446 |  | St. Eugenes Catholic Church | St Eugenes Catholic Church - Solar | Energized |  | 45 | [5 empty] | MB Haynes Corp |  |  | (282) 230-0103 | Sean Barnett | Photovoltaic | Solar | 72 Culvern St | Asheville | NC | 28804 | T0371B03 | MERRIMON AVENUE 23KV | BEAVERDAM 115KV | 35.6323 | -82.553 | 2015-10-27
DEC | Distribution | CHKLIST-3178 |  |  | 0000624720 |  | City of Greensboro- 1512 N. Church Street | City of Greensboro-1512 N. Church Street-Solar | Pending |  | 60 | [5 empty] | AEG Power Systems | HD | Thacker | (336) 373-3883 | Kelly Duke | Photovoltaic | Solar | 1512 N Church St | Greensboro | NC | 27405 | 09252412 |  | Denny Rd Ret 2412
DEC | Distribution | CHKLIST-0835 |  |  | 1247773469 |  | Nick Solar, LLC | Nick Solar, LLC-Solar | Energized |  | 5000 | [5 empty] | FLS Energy, Inc. |  |  | (801) 679-3507 | Philisha Kirkpatrick | Photovoltaic | Solar | 3433 NC 62 East | Liberty | NC | 27298 | 11161203 |  | Kimesville Ret 1203 | 35.9 | 79.5 | 2014-07-28
DEP | Distribution | CHKLIST-11021 |  |  | 1855397939 |  | Target Stores - 1855397939 | Target Stores - 1855397939 - Solar | System Impact Study In Progress |  | 504 | [5 empty] | SoCore Energy, LLC |  |  | (612) 304-5432 | Sean Barnett | Photovoltaic | Solar | 2791 David Mcleod Blvd | Florence | SC | 29501-4043 | T2835B02 | HOFFMEYER ROAD 23KV | FLORENCE WEST 230KV | 34.1936 | -79.8379
DEC | Distribution | CHKLIST-3615 |  |  | 1332054318 |  | EJT Enterprises LLC | EJT Enterprises LLC- Solar - Cancelled | Cancelled |  | 278.4 | [8 empty] | (404) 787-3039 | Kelly Duke | Photovoltaic | Solar | 2601 Stewart Rd. | Andrews | NC | 28901 | 67291201 |  | E Andrews Ret 1201
DEC | Distribution | CHKLIST-2780 |  |  | 1640382038 |  | Ecoplexus, INC | Ecoplexus, INC- Solar | Pending |  | 5000 | [5 empty] | Ecoplexus, Inc- Installer | Mattan | Shrager | (510) 552-2505 | Kelly Duke | Photovoltaic | Solar | Stamey Farm Rd | Statesville | NC | 28677 | 13381201 |  | Old Mtn Rd Ret 1201 | 35.7793 | -80.9732
DEC | Distribution | CHKLIST-3164 |  |  | 0001045839 |  | Discca Environ Serv | Discca Environ Serv - Solar | Energized |  | 36 | [5 empty] | Clean Energy, LLC |  |  | (336) 299-7070 | Vinita Moore | Photovoltaic | Solar | 2720 Immanuel Rd | Greensboro | NC | 27407 | 09242411 |  | Merritt Dr Ret 2411 | 36.0563 | -79.8372 | 2013-12-09
DEC | Distribution | CHKLIST-0759 |  |  | 2104110622 |  | White Cross Farm, LLC | White Cross Farm, LLC-Solar | Energized |  | 5000 | [5 empty] | Strata Solar, LLC |  |  | (919) 960-6015 | Philisha Kirkpatrick | Photovoltaic | Solar | 2159 White Cross Road | Chapel Hill | NC | 27516 | 19051202 |  | White Cross Ret 1202 | 35.9036 | -79.1865 | 2013-09-18
DEC | Distribution | CHKLIST-3332 |  |  | 2129092754 |  | Sun Power System Inc. | Sun Power System Inc- Solar - Withdrawn | Withdrawn |  | 5890 | [8 empty] | (808) 675-5901 | Travis Payne | Photovoltaic | Solar | 1142 Carpenters Grove Church Rd | Lawndale | NC | 28090 | 16651203 |  | Belwood Ret 1203
DEC | Distribution | CHKLIST-3226 |  |  | 1471990849 |  | Victor Stoecklein | Victor Stoecklein-Solar | Energized |  | 21 | [5 empty] | Sunstore Solar Energy Solutions | Bruce | Wood | (803) 322-8998 | Vinita Moore | Photovoltaic | Solar | 2974 Fishing Creek Rd | Rock Hill | SC | 29730 | 06031203 |  | Lando Ret 1203 |  |  | 2014-02-17
DEC | Distribution | Project 13231 |  |  | 2014996242 |  | Unified Network Group Inc | Unified Network Group Inc - Solar | Pending Customer Response for Study |  | 31.5 | [8 empty] | (864) 205-8560 | Jerry Barton | Photovoltaic | Solar | 3230 Parris Bridge Rd | Boiling Springs | SC | 29316 | 60291209 |  | Boiling Springs Ret 1209 | 35.0132 | -81.9487
DEP | Distribution | CHKLIST-8857 |  |  |  |  | Nashville Solar LLC | Nashville Solar LLC - Solar | Fast Track Review In Progress |  | 2000 | [8 empty] | (303) 544-1900 | Sean Barnett | Photovoltaic | Solar | NC Hwy 43 | Nashville | NC | 27856 | T6040B13 | HOLLISTER 24KV | CASTALIA 230KV | 36.1018 | -77.921
DEC | Distribution | CHKLIST-12047 |  |  | 1621073264 |  | Shiel Sexton Company | Shiel Sexton Company - Solar | Pending Fast Track Review |  | 120 | [5 empty] | Baker Renewable Energy |  |  | (317) 423-6076 | Jerry Barton | Photovoltaic | Solar | 105 TW Alexander Dr | Durham | NC | 27713 | 14052411 |  | Research Triangle Ret 2411 | 35.9228 | -78.8384
DEC | Distribution | CHKLIST-1072 |  |  | 2054555625 |  | Carolyn Consulting, LLC | Carolyn Consulting, LLC-Solar Cancelled | Cancelled |  | 95 | [5 empty] | Sundance Power Systems, Inc. | Kevin | Quinn | (828) 651-8055 | Philisha Kirkpatrick | Photovoltaic | Solar | 221 Old Hendersonville Rd | Fletcher | NC | 28732 | 65201206 |  | Naples Ret 1206
DEP | Distribution | CHKLIST-11120 |  |  |  |  | Conergy Projects Inc - Scottland Hardaway | Conergy Projects Inc - Scottland Hardaway - Solar | Pending System Impact Study |  | 10000 | [5 empty] | Conergy, Inc |  |  | (914) 334-1900 | Sean Barnett | Photovoltaic | Solar | Near Hallie Lakes Dr | Dillon | SC | 29536 | T2750B04 | DILLON INDUSTRIAL 23KV | DILLON 115KV | 34.27 | -79.23
DEC | Distribution | CHKLIST-0706 |  |  | 1964887371 |  | City of Clemson | City of Clemson dba Clemson Area Transit- Solar-2nd Installation | Energized |  | 42 | [5 empty] | Sunstore Solar Energy Solutions | Bruce | Wood | (864) 654-2287 | Philisha Kirkpatrick | Photovoltaic | Solar | 200 West Lane | Clemson | SC | 29631 | 25061210 |  | Summey St Ret E 1210 |  |  | 2011-11-29
DEC | Distribution | CHKLIST-10947 |  |  | 1868083868 |  | Hecate Energy Koon Highway | Hecate Energy Koon Highway - Solar | System Impact Study In Progress |  | 3330 | [5 empty] | Hecate Energy |  |  | (415) 999-1427 | Jerry Barton | Photovoltaic | Solar | 14639 C R Koon Highway | Newberry | SC | 29108 | 07472410 |  | Newberry Main 2410 | 34.2567 | -81.578
DEC | Distribution | CHKLIST-2764 |  |  | 1245095660 |  | Phillips & Jordan, Inc | Phillips & Jordan, Inc- Solar - Cancelled | Cancelled |  | 2714 | [5 empty] | Self Installed - NC |  |  | (865) 219-7352 | Stewart Grantham | Photovoltaic | Solar | Tallulah Cartway Rd | Robbinsville | NC | 28771 | 67083403 |  | Nantahala Hydro 3403
DEC | Distribution | CHKLIST-0606 |  |  | 1867889081 |  | Old Dominion Freight Line Inc | Old Dominion Freight Line Inc- Solar | Energized |  | 1500 | [5 empty] | SunEnergy 1, LLC | Vickie | Harris | (704) 662-0375 | Philisha Kirkpatrick | Photovoltaic | Solar | 100 Don Truell Ln | Thomasville | NC | 27360 | 10251204 |  | Fair Grove Ret 1204 | 35.8606 | -80.061 | 2011-12-20
DEC | Distribution | CHKLIST-3157 |  |  | 1613355909 |  | Locust Farm, LLC | Locust Farm, LLC- Solar - Cancelled | Cancelled |  | 4998 | [5 empty] | Strata Solar, LLC |  |  | (919) 960-6015 | Jerry Barton | Photovoltaic | Solar | 120 Renee Ford Rd | Locust | NC | 28097 | 21361206 |  | Locust Ret 1206
DEC | Distribution | CHKLIST-11019 |  |  | 1742718257 |  | Target Stores - 1742718257 | Target Stores - 1742718257 - Solar | Pending Final Interconnection Agreement |  | 396 | [5 empty] | SoCore Energy, LLC |  |  | (612) 304-5432 | Christopher Grant | Photovoltaic | Solar | 8199 Warren H Abernathy Hwy | Spartanburg | SC | 29301 | 60141207 |  | Wadsworth Ret 1207 | 34.9336 | -82.0085
DEC | Distribution | CHKLIST-3183 |  |  | 1347594172 |  | Monroe Moore Farm, LLC | Monroe Moore Farm, LLC- Solar | Pending Construction |  | 4998 | [5 empty] | Strata Solar, LLC |  |  | (919) 960-6015 | Jerry Barton | Photovoltaic | Solar | 2003 New Town Rd | Monroe | NC | 28110 | 72511201 |  | Monroe Main 1201 | 34.9724 | -80.6029
DEP | Distribution | CHKLIST-10338 | IPP651 |  | 1487651034 |  | ETC of Henderson, Inc | ETC of Henderson, Inc - Solar | Under Construction |  | 152 | [5 empty] | Inman Solar |  |  | (252) 492-4033 | Sean Barnett | Photovoltaic | Solar | 601 Wakefield Ave | Henderson | NC | 27536 | T4790B25 | CLARK STREET 23KV | HENDERSON 230KV | 36.3303 | -78.4218
DEP | Distribution | CHKLIST-10340 |  |  | 7470662698 |  | Vance Family Medicine | Vance Family Medicine - Solar | Under Construction |  | 50.4 | [5 empty] | NC Solar Now | Chris | Yarbrough | (252) 430-0666 ext 419 | Sean Barnett | Photovoltaic | Solar | 381 Ruin Creek Rd | Henderson | NC | 27536 | T4790B18 | CYPRESS DRIVE 23KV | HENDERSON 230KV | 36.3316 | -78.4473
DEP | Distribution | Project 12507 |  |  |  |  | Gladstone Farm LLC | Gladstone Farm LLC - Solar | System Impact Study In Progress |  | 5000 | [5 empty] | Strata Solar, LLC |  |  | (919) 960-6015 | Sean Barnett | Photovoltaic | Solar | 741 Hoffman Rd | West End | NC | 27376 | T1700B15 | WEST END 23KV | WEST END 230KV | 35.1247 | -79.333
DEC | Distribution | CHKLIST-2419 |  |  | 1613498232 |  | Sierra Nevada Brewing Co-NM | Sierra Nevada Brewing Co- Solar | Energized |  | 600 | [5 empty] | Sundance Power Systems, Inc. | Kevin | Quinn | (513) 510-0023 | Jerry Barton | Photovoltaic | Solar | 111 Westfeldt Dr | Fletcher | NC | 28732 | 65121205 |  | Mills River Ret 1205 | 35.4303 | -82.5437 | 2013-11-15
DEP | Distribution | CHKLIST-9435 |  |  |  |  | Whiteville Solar 1, LLC | Whiteville Solar 1, LLC - Solar - Withdrawn | Withdrawn |  | 9996 | [5 empty] | Renewable Energy Services LLC |  |  | (310) 581-6299 | Bryan Griffin | Photovoltaic | Solar | 2169 Prison Camp Rd | Whiteville | NC | 28472 | T6670B02 | BRUNSWICK 230KV | WHITEVILLE 115KV | 34.278 | -78.7386
DEC | Distribution | CHKLIST-1090 |  |  | 1975483924 |  | Falcon Page, LLC | Falcon Page, LLC-Solar | Pending Customer Response for IR |  | 1000 | [5 empty] | Sundance Power Systems, Inc. | Kevin | Quinn | (336) 272-5933 | Jerry Barton | Photovoltaic | Solar | 506 Gralin Street | Kernersville | NC | 27284 | 03241208 |  | Oak Ridge Ret 1208 | 36.1235 | -80.0608
DEC | Distribution | CHKLIST-11018 |  |  | 1480126211 |  | Target Stores - 1480126211 | Target Stores - 1480126211 - Solar | Pending Final Interconnection Agreement |  | 396 | [5 empty] | SoCore Energy, LLC |  |  | (612) 304-5432 | Christopher Grant | Photovoltaic | Solar | 694 Fairview Rd | Simpsonville | SC | 29680 | 02081205 |  | Brentwood Ret 1205 | 34.706 | -82.2602
DEP | Distribution | CHKLIST-8932 |  |  |  |  | Braswell Solar, LLC | Braswell Solar, LLC - Solar - Cancelled | Cancelled |  | 4998 | [8 empty] | (310) 581-6299 | Janet Robinson | Photovoltaic | Solar | Hwy 301 S | Rowland | NC | 28383 | T2335B02 | ROWLAND 23KV | ROWLAND 230KV | 34.5233 | -79.2974
DEC | Distribution | CHKLIST-3156 |  |  | 1657197950 |  | Industrial Centers, LLC | Industrial Centers, LLC - Solar | Energized |  | 63 | [5 empty] | Green State Power |  |  | (336) 918-0398 | Philisha Kirkpatrick | Photovoltaic | Solar | 201 Elkin Hwy | N Wilkesboro | NC | 28659 | 44031204 |  | Fairplains Ret 1204 |  |  | 2014-01-14
DEP | Distribution | CHKLIST-8929 | 672 |  | 565-612-1323 | 157-389-2260 | Meadowlark Solar LLC | Meadowlark Solar LLC - Solar | Pending Customer Payment for Release to Construction | 1BWD90(G&W) | 4800 | 1 |  |  |  |  | Cypress Creek Renewables, LLC | Don | Nista | (310) 581-6299 | Phillip Cathcart | Photovoltaic | Solar | 825 Meadowlark Rd | Dunn | NC | 28334 | T5660B01 | JONESBORO ROAD 23KV | DUNN 230KV | 35.3299 | -78.615
DEC | Distribution | CHKLIST-2420 |  |  | 1866534225 |  | McCoy Farm, LLC | McCoy Farm, LLC- Solar - Cancelled | Cancelled |  | 4500 | [5 empty] | Strata Solar, LLC |  |  | (919) 960-6015 | Jerry Barton | Photovoltaic | Solar | 190 State Road 2437 | Reidsville | NC | 27320 | 17121201 |  | Monroeton Ret 1201
DEC | Distribution | CHKLIST-2859 |  |  | 1580455688 |  | Cadiz Solar Center, LLC | Cadiz Solar Center, LLC - Solar | Pending Customer Response for Study |  | 5000 | [5 empty] | Heliosage Energy | Andrew | Foukal | (434) 293-7589 x104 | Jerry Barton | Photovoltaic | Solar | 5803 Cadiz Road | Julian | NC | 27283 | 09111201 |  | Kimesville Ret 1201 | 35.9691 | -79.6192
DEC | Distribution | CHKLIST-0604 |  |  | 1395694856 |  | Arndt Farm, LLC | Arndt Farm, LLC-Solar | Energized |  | 5000 | [5 empty] | Strata Solar, LLC |  |  | (919) 960-6015 | Philisha Kirkpatrick | Photovoltaic | Solar | 5355 N NC 16 HIGHWAY | Claremont | NC | 28610 | 13341201 |  | Catfish Ret 1201 | 35.7799 | -81.1726 | 2012-11-02
DEC | Distribution | Project 13108 |  |  | 1215811619 |  | Vetroresina LLC - PP | Vetroresina LLC - PP - Solar | Pending Final Interconnection Agreement |  | 225 | [5 empty] | Hannah Solar LLC |  |  | (864) 404-3340 | Jerry Barton | Photovoltaic | Solar | 6 Idaho St | Greenville | SC | 29605 | 02431206 |  | Moonville Ret 1206 | 34.7409 | -82.3679
DEP | Distribution | Project 12427 |  |  |  |  | Golden Road Solar LLC | Golden Road Solar LLC - Solar | System Impact Study In Progress |  | 5000 | [5 empty] | Cypress Creek Renewables, LLC | Don | Nista | (310) 581-6299 | Sean Barnett | Photovoltaic | Solar | 852 S Main St | Troy | NC | 27371 | T1610B02 | COLLINS & AIKMAN 12KV | TROY 115KV | 35.2051 | -79533767
DEC | Distribution | CHKLIST-10979 |  |  | 003004919 |  | Glen Raven Custom Fabrics, LLC | Glen Raven Custom Fabrics, LLC - Solar | Pending Final Interconnection Agreement |  | 810 | [5 empty] | Self Installed - SC |  |  | (864) 224-1671 | Kelly Duke | Photovoltaic | Solar | 4665 Liberty Hwy | Anderson | SC | 29621 | 04091201 |  | Hurricane Creek Ret 1201 | 34.5912 | -82.6907
DEC | Distribution | CHKLIST-2931 |  |  | 1788515217 |  | Congolina, LLC | Congolina, LLC- Solar | Energized |  | 750 | [5 empty] | Argand Energy Solutions |  |  | (980) 297-2881 | Stewart Grantham | Photovoltaic | Solar | 5911 Bush Road | Brown Summit | NC | 27214 | 09252404 |  | Denny Rd Ret 2404 | 36.1609 | -79.7523 | 2014-02-19
DEC | Distribution | CHKLIST-2857 |  |  | 2051490156 |  | Neisler Street Solar I, LLC | Neisler Street Solar I, LLC - Solar | Energized |  | 1990 | [8 empty] | (212) 419-4844 | Jerry Barton | Photovoltaic | Solar | 422 Neisler Street | Shelby | NC | 28150 | 16301201 |  | S Shelby SS 1201 | 35.2891 | -81.5663 | 2015-07-08
DEC | Distribution | CHKLIST-2908 |  |  | 2139331622 |  | Lafayette Solar I, LLC | Lafayette Solar I, LLC- Solar | Energized |  | 2000 | [5 empty] | Heelstone Energy, LLC |  |  | (225) 615-3330 | Jerry Barton | Photovoltaic | Solar | 2239 S Lafayette St | Shelby | NC | 28150 | 16861202 |  | Christopher Rd Ret 1202 | 35.2324 | -81.5642 | 2015-09-10
DEC | Distribution | CHKLIST-10985 |  |  | 1174551621 |  | Onyx Development Group - 4 Purkerson | Onyx Development Group - 4 Purkerson - Solar | System Impact Study In Progress |  | 5000 | [5 empty] | Onyx Development Group |  |  | (610) 324-2492 | Christopher Grant | Photovoltaic | Solar | 3513 Country Farm Road | Greenwood | SC | 29646 | 07331201 |  | Florida Ave Ret 1201 | 34.1739 | -82.0822
DEC | Distribution | CHKLIST-8750 |  |  | 2050664301 |  | White Cross Solar, LLC | White Cross Solar, LLC- Solar | Pending Construction |  | 2002.08 | [5 empty] | Cypress Creek Renewables, LLC | Don | Nista | (407) 963-2391 | Kelly Duke | Photovoltaic | Solar | 1606 White Cross Rd. | Chapel Hill | NC | 27516 | 19051203 |  | White Cross Ret 1203 | 35.9036 | -79.1865
DEC | Distribution | CHKLIST-3023 |  |  | 2029327830 |  | Product Recovery Management INC | Product Recovery Management INC - Solar - Cancelled | Cancelled |  | 24 | [5 empty] | Kevin Hahn |  |  | (919) 957-7230 | Vinita Moore | Photovoltaic | Solar | 1705 E US 70 HWY | Durham | NC | 27703 | 14021203 |  | Ashe St Sw Sta 1203
DEC | Distribution | CHKLIST-0379 |  |  | 1835007541 |  | Commonwealth Brands Inc. | Commonwealth Brands Inc.-Solar | Energized |  | 169 | [5 empty] | SunEnergy 1, LLC | Vickie | Harris | (336) 634-4456 | Philisha Kirkpatrick | Photovoltaic | Solar | 301 N Scales Street | Reidsville | NC | 27320 | 17010402 |  | Reidsville Ret 0402 | 36.3658 | -79.6646 | 2011-08-04
DEC | Distribution | CHKLIST-0382 |  |  | 1639472424 |  | Dixon Dairy Road, LLC | Dixon Dairy Road, LLC-Solar | Energized |  | 4000 | [5 empty] | Strata Solar, LLC |  |  | 919-960-6015 | Philisha Kirkpatrick | Photovoltaic | Solar | 230 Dixon Dairy RD | Kings Mountain | NC | 28086 | 16071209 |  | Parkway SS 1209 | 35.1999 | -81.4094 | 2011-12-09
DEC | Distribution | CHKLIST-0393 |  |  | 2021606110 |  | Mechanical Contractors, Inc. | Mechanical Contractors, Inc.-Solar | Energized |  | 49 | [5 empty] | Advanced Solar Industries |  |  | 704-372-2460 | Philisha Kirkpatrick | Photovoltaic | Solar | 1733 University Commercial Pl. | Charlotte | NC | 28213 | 01061214 |  | Hickory Grove Ret 1214 |  |  | 2011-06-24
DEC | Distribution | CHKLIST-0394 |  |  | 1792111299 |  | Martin Truex Jr. LLC | Martin Truex Jr. LLC - Solar | Energized |  | 60 | [5 empty] | Argand Energy Solutions |  |  | 704-664-1113 | Philisha Kirkpatrick | Photovoltaic | Solar | 156 Cayuga Drive | Mooresville | NC | 28117 | 80711206 |  | Dunbar Ret 1206 | 35.6137 | -80.853 | 2011-06-01
DEC | Distribution | CHKLIST-0395 |  |  |  |  | North Carolina Renewable Energy LLC | North Carolina Renewable Energy LLC-Solar - Cancelled | Cancelled |  | 1900 | [8 empty] | 828.221.6924 | Philisha Kirkpatrick | Photovoltaic | Solar | 400 College Road | Marion | NC | 28752 | 90201210 |  | Glenwood Ret 1210 | 35.6529 | -81.965
DEC | Distribution | CHKLIST-0396 |  |  | 1396552426 |  | Newton-Conover City Schools | Newton-Conover City Schools-Solar | Energized |  | 135 | [5 empty] | Optima Engineering |  |  | 828-464-3191 | Philisha Kirkpatrick | Photovoltaic | Solar | 873 Northern Drive NW | Conover | NC | 28613 | 13181206 |  | Oyama Ret 1206 | 35.7309 | -81.2257 | 2012-04-24
DEC | Distribution | CHKLIST-0399 |  |  | 1994628650 |  | Nypro Inc. | Nypro Inc.-Solar | Energized |  | 221.76 | [5 empty] | Southern Energy Management - Morrisville | Will | Etheridge | 919-304-1415 | Philisha Kirkpatrick | Photovoltaic | Solar | 1018 Corporate Park Drive | Mebane | NC | 27302 | 11082413 |  | Trollingwood Ret 2413 | 36.0791 | -79.2982 | 2011-05-12
DEC | Distribution | CHKLIST-0400 |  |  | 1929752920 |  | Public Library of Charlotte & Meck. County | Public Library of Charlotte & Meck. County-Solar | Energized |  | 33.12 | [5 empty] | FLS Energy, Inc. |  |  | 704-416-0755 | Philisha Kirkpatrick | Photovoltaic | Solar | 2412 Beatties Ford Road | Charlotte | NC | 28216 | 01071205 |  | Lakewood Ret 1205 | 35.2677 | -80.8534 | 2011-05-05
DEC | Distribution | CHKLIST-0401 |  |  | 1418744339 |  | Shoe Show, Inc. | Shoe Show, Inc.-Solar | Energized |  | 4500 | [5 empty] | SunEnergy 1, LLC | Vickie | Harris | 704-782-4143 | Philisha Kirkpatrick | Photovoltaic | Solar | 2201 Trinity Church Road | Concord | NC | 28027 | 22191202 |  | Easy St Ret 1202 |  |  | 2011-08-30
DEC | Distribution | Project 13102 |  |  | 1770797127 |  | Vetroresina LLC - RNM 1770797127 | Vetroresina LLC - RNM 1770797127 - Solar | Pending Final Interconnection Agreement |  | 282 | [5 empty] | Hannah Solar LLC |  |  | (864) 404-3340 | Kelly Duke | Photovoltaic | Solar | 6 Idaho St | Greenville | SC | 29605 | 02431206 |  | Moonville Ret 1206 | 34.7409 | -82.3679
DEC | Distribution | CHKLIST-10989 |  |  | 1497467695 |  | Onyx Development Group - 6 Stoney Point | Onyx Development Group - 6 Stoney Point - Solar | System Impact Study In Progress |  | 5000 | [5 empty] | Onyx Development Group |  |  | (610) 324-2492 | Christopher Grant | Photovoltaic | Solar | 4321 Old Laurens Rd | Greenwood | SC | 29649 | 07301201 |  | Coronaca Ret 1201 | 34.2855 | -82.1146
DEC | Distribution | CHKLIST-0746 |  |  | 1279663066 |  | Ararat Rock Solar, LLC | Ararat Rock Solar, LLC- Solar | Energized |  | 3500 | [5 empty] | O2 Energies |  |  | (704) 490-9696 | Philisha Kirkpatrick | Photovoltaic | Solar | 555 Quarry RD | Mount Airy | NC | 27030 | 28061204 |  | Bannertown Tie 1204 | 36.4615 | -80.5933 | 2012-09-28
DEC | Distribution | CHKLIST-2801 |  |  | 1817970629 |  | Redmon Solar Farm, LLC | Redmon Solar Farm, LLC - Solar | Energized |  | 2000 | [5 empty] | Strata Solar, LLC |  |  | (919) 960-6015 | Kelly Duke | Photovoltaic | Solar | 1185 Redmon Rd | Cleveland | NC | 27013 | 21081203 |  | Cleveland Ret 1203 | 35.7135 | -80.663 | 2015-03-25
DEC | Distribution | CHKLIST-0818 |  |  | 2096511886 |  | City of Charlotte Fire Station #41 | City of Charlotte Fire Station #41-Solar | Energized |  | 100 | [5 empty] | Baker Renewable Energy - Raleigh |  |  | (704) 359-1913 | Philisha Kirkpatrick | Photovoltaic | Solar | 5740-B West Blvd. | Charlotte | NC | 28208 | 01492406 |  | Coffey Creek Ret 2406 | 35.1954 | -80.9533 | 2012-05-15
DEC | Distribution | CHKLIST-10103 |  |  | 1115954417 |  | Kohls Department Stores - Account 1115954417 - NM | Kohls Department Stores - Account 1115954417 - NM - Solar | Energized |  | 280 | [5 empty] | SoCore Energy |  |  | (262) 703-5305 | Christopher Grant | Photovoltaic | Solar | 1361 Boone Station Dr, | Burlington | NC | 27215 | 11252408 |  | St Marks Ret 2408 | 36.07 | -79.5145 | 2016-05-02
DEC | Distribution | CHKLIST-0817 |  |  | 2095427749 |  | Haynes Farm, LLC | Haynes Farm, LLC-Solar | Energized |  | 5000 | [5 empty] | Strata Solar, LLC |  |  | (919) 960-6015 | Philisha Kirkpatrick | Photovoltaic | Solar | 231 Tripple H Ln | Lincolnton | NC | 28092 | 79041204 |  | North Lincoln Ret 1204 | 35.5275 | -81.2319 | 2013-09-26
DEC | Distribution | CHKLIST-0816 |  |  | 1082260226 |  | Dibrell Farm LLC | Dibrell Farm LLC-Solar | Energized |  | 5000 | [5 empty] | Strata Solar, LLC |  |  | (919) 960-6015 | Philisha Kirkpatrick | Photovoltaic | Solar | 1434 Dibrell Road | Pelham | NC | 27311 | 17021203 |  | Ruffin Ret 1203 | 36.4811 | -79.5322 | 2013-04-04
DEC | Distribution | CHKLIST-0815 |  |  | 1093688630 |  | Two Lines Farm, LLC | Two Lines Farm, LLC-Solar | Energized |  | 5000 | [5 empty] | Strata Solar, LLC |  |  | (919) 960-6015 | Philisha Kirkpatrick | Photovoltaic | Solar | 3523 Zion Church Road | Hickory | NC | 28602 | 13261201 |  | Zion Church Rd Ret 1201 | 35.6265 | -81.3226 | 2013-03-26
DEC | Distribution | CHKLIST-10939 |  |  | 1303063 |  | Unichem, Inc | Unichem, Inc - Solar | Energized |  | 56 | [5 empty] | Yes! Solar Solutions | Drew | Chandler | (336) 578-5476 | Jerry Barton | Photovoltaic | Solar | 916 West Main St | Haw River | NC | 27258 | 11122415 |  | Burlington Main 2415 | 36.0893 | -79.3792 | 2016-02-11
DEP | Distribution | Project 12503 |  |  |  |  | Anjuna Solar, LLC | Anjuna Solar, LLC - Solar | System Impact Study In Progress |  | 5000 | [5 empty] | Cypress Creek Renewables Development, LLC |  |  | (310) 581-6299 | Sean Barnett | Photovoltaic | Solar | NC Hwy 55 | Grantsboro | NC | 28529 | T4050B02 | AURORA 23KV | BAYBORO 230KV | 35.1416 | -76.8375
DEC | Distribution | Project 12329 |  |  |  |  | General Electric International Inc | General Electric International Inc - Solar | Pending Customer Response for IR |  | 2760 | [5 empty] | Self Installed - NC |  |  | (518) 385-5890 | Edwin Malinowski | Photovoltaic | Solar | 3010 Spartanburg Hwy | East Flat Rock | NC | 28726 | 65231208 |  | Upward Rd Ret 1208 | 35.1635 | -82.2438
DEC | Distribution | Project 13424 |  |  | 2142640166 |  | Matthews Solar Farm LLC | Matthews Solar Farm LLC | Pending System Impact Study |  | 4992 | [5 empty] | Headwaters Solar |  |  | (828) 251-0467 | Jerry Barton | Photovoltaic | Solar | 7850 NC 67 | East Bend | NC | 27018 | 29081201 |  | Smithtown Ret 1201 | 36.1399 | -80.3313
DEP | Distribution | CHKLIST-8781 |  |  |  |  | Ellington Solar I LLC | Ellington Solar I LLC - Solar | Pending Facilities Study |  | 5000 | [5 empty] | Entropy Solar |  |  | (980) 297-2881 | Sean Barnett | Photovoltaic | Solar | 1487 Warrenton Rd | Henderson | NC | 27536 | T4770B03 | HENDERSON N INDUSTRIAL 23KV | HENDERSON NORTH 115KV | 36.355 | -78.3518
DEP | Distribution | Project 13434 |  |  |  |  | Elias Solar LLC | Elias Solar LLC - Solar | IR 3 Day Letter Sent |  | 4000 | [5 empty] | Sunlight Partners |  |  | (207) 899-1123 | Sean Barnett | Photovoltaic | Solar | 500 Street Fields Rd | New Bern | NC | 28562 | T4255B01 | SPRING GARDEN 23KV | NEW BERN WEST 230KV | 35.209 | -77.147
DEC | Distribution | Project 12918 |  |  | 1933454476 |  | Stagecoach Solar Farm LLC | Stagecoach Solar Farm LLC - Solar | Pending System Impact Study |  | 5000 | [5 empty] | ESA Renewables |  |  | (407) 494-4547 | Jerry Barton | Photovoltaic | Solar | 1213 West Stage Coach Tr | Lawndale | NC | 28090 | 16201213 |  | Lawndale Ret 1213 | 35.2448 | -81.3528
DEP | Distribution | CHKLIST-8794 |  |  |  |  | Wilfork Solar LLC | Wilfork Solar LLC - Solar | System Impact Study In Progress |  | 5000 | [5 empty] | Sunlight Partners |  |  | (480) 899-1123 | Sean Barnett | Photovoltaic | Solar | 361 Daw Pate Rd. | Goldsboro | NC | 27534 | T5754B01 | US 13 NORTH 24KV | GOLDSBORO LANGSTON 115KV | 35.4326 | -77.9335
DEC | Distribution | CHKLIST-11209 |  |  | 1909952032 |  | Dolgencorp, Inc - 1909952032 | Dolgencorp, Inc - 1909952032 - Solar - Withdrawn | Withdrawn |  | 40 | [5 empty] | Renewvia Energy Corporation |  |  | (615) 415-7604 | Christopher Grant | Photovoltaic | Solar | 543 Lancaster Hwy | Chester | SC | 29706 | 06021205 |  | East Chester Ret 1205 | 34.7057 | -81.1942
DEC | Distribution | Project 12327 |  |  | 1463081338 |  | SoCore SC Development, LLC - 1550 Dewberry Rd | SoCore SC Development, LLC - 1550 Dewberry Rd - Solar (2nd App) | Pending Customer Response for IR |  | 828 | [5 empty] | SoCore Energy, LLC |  |  | (773) 913-4404 | Christopher Grant | Photovoltaic | Solar | 1550 Dewberry Rd | Spartanburg | SC | 29307 | 60201203 |  | Enola Ret 1203 | 35.0322 | -81.855
DEP | Distribution | CHKLIST-8803 |  |  |  |  | Higgins Solar LLC | Higgins Solar LLC - Solar | Pending System Impact Study |  | 5000 | [5 empty] | Sunlight Partners |  |  | (480) 582-1540 | Sean Barnett | Photovoltaic | Solar | 7230 Simmons Rd. | Castalia | NC | 27816 | T6040B12 | MATTHEWS CROSSROADS 24KV | CASTALIA 230KV | 36.0704 | -78.0538
DEP | Distribution | CHKLIST-8802 |  |  |  |  | Robin Solar LLC | Robin Solar LLC - Solar | System Impact Study In Progress |  | 4500 | [5 empty] | Sunlight Partners |  |  | (480) 582-1540 | Sean Barnett | Photovoltaic | Solar | 892 Oberry Rd. | Dudley | NC | 28333 | T5770B03 | DUDLEY 23KV | GRANTHAM 230KV | 35.2644 | -78.0814
DEP | Distribution | CHKLIST-8801 |  |  |  |  | Jordan Solar LLC | Jordan Solar LLC - Solar | System Impact Study In Progress |  | 5000 | [5 empty] | Sunlight Partners |  |  | (480) 582-1540 | Sean Barnett | Photovoltaic | Solar | 3967 Weldons Mill Rd. | Henderson | NC | 27537 | T4785B06 | GILLBURG 23KV | HENDERSON EAST 230KV | 36.2686 | -78.3114
DEP | Distribution | CHKLIST-9402 |  |  |  |  | Overman Solar, LLC | Overman Solar, LLC - Solar | System Impact Study In Progress |  | 5000 | [5 empty] | Solterra Partners, LLC | Dennis | Richter | (704) 651-1768 | Sean Barnett | Photovoltaic | Solar | 191 Herring Road | Goldsboro | NC | 27530 | T5770B01 | GRANTHAM 23KV | GRANTHAM 230KV | 35.2975 | -78.0817
DEP | Distribution | CHKLIST-8808 |  |  |  |  | Carter Solar LLC | Carter Solar LLC - Solar | System Impact Study In Progress |  | 4500 | [5 empty] | Sunlight Partners |  |  | (480) 582-1540 | Sean Barnett | Photovoltaic | Solar | 2771 Bumpy Ln | Battleboro | NC | 27809 | T5900B02 | RED OAK 23KV | NASHVILLE 115KV | 36.0459 | -77.8943
DEP | Distribution | Project 12947 |  |  |  |  | Eastway Solar, LLC | Eastway Solar, LLC - Solar | System Impact Study In Progress |  | 4999 | [8 empty] | (828) 350-3993 | Sean Barnett | Photovoltaic | Solar | 1308 E. Broadway St. | Elizabethtown | NC | 28337 | T6330B01 | ELIZABETHTOWN 23KV | ELIZABETHTOWN 115KV | 34.6214 | -78.5919
DEP | Distribution | Project 12943 |  |  |  |  | Cathcart Solar LLC | Cathcart Solar LLC - Solar | System Impact Study In Progress |  | 5000 | [5 empty] | Cypress Creek Renewables, LLC | Don | Nista | (310) 581-6299 | Sean Barnett | Photovoltaic | Solar | 2772 Chadbourn Hwy | Whiteville | NC | 28472 | T6675B11 | SOUTHEAST PARK 24KV | WHITEVILLE SOUTHEAST REGIONAL PARK 115KV | 34.2027 | -78.451
DEC | Distribution | CHKLIST-11689 |  |  |  |  | Duke Energy Carolinas LLC - Blacksburg Tie | Duke Energy Carolinas LLC - Blacksburg Tie - Solar | Pending Fast Track Review |  | 975 | [5 empty] | Duke Owned |  |  | (704) 328-3821 | Jerry Barton | Photovoltaic | Solar | 141-199 Phelps Rd | Blacksburg | SC | 29702 | 60321203 |  | Blacksburg Ret 1203 | 35.1354 | -81.5129
DEP | Distribution | Project 13437 |  |  |  |  | Rose Solar LLC | Rose Solar LLC - Solar | IR 3 Day Letter Sent |  | 5000 | [5 empty] | Sunlight Partners |  |  | (207) 899-1123 | Sean Barnett | Photovoltaic | Solar | 5940 Sam Potts Hwy | Hallsboro | NC | 28442 | T4233B02 | HALLSBORO 23KV | LAKE WACCAMAW 115KV | 34.322 | -78.568
DEC | Distribution | Project 12936 |  |  | 1559337784 |  | Bluebird Solar LLC | Bluebird Solar LLC - Solar | System Impact Study In Progress |  | 5000 | [5 empty] | NARENCO |  |  | (704) 804-7911 | Jerry Barton | Photovoltaic | Solar | Frisco Dr & Milwee Creek Rd | Pendleton | SC | 29670 | 04141201 |  | Sandy Springs Ret 1201 | 34.5994 | -82.7393
DEP | Distribution | Project 13442 |  |  |  |  | Neil Solar, LLC | Neil Solar, LLC - Solar | Pending Customer Response for IR |  | 4000 | [5 empty] | Cate Street Capital |  |  | (207) 899-1123 | Sean Barnett | Photovoltaic | Solar | 1262 Spring Garden Rd. | New Bern | NC | 28562 | T4255B01 | SPRING GARDEN 23KV | NEW BERN WEST 230KV | 35.211 | -77.1635
DEC | Distribution | CHKLIST-11765 |  |  | 1530351066 |  | Vivid Solar I LLC - (SC) | Vivid Solar I LLC - (SC) - Solar | System Impact Study In Progress |  | 1999 | [5 empty] | ATOOD |  |  | (704) 776-6057 | Jerry Barton | Photovoltaic | Solar | 124 Chesnee Hwy | Gaffney | SC | 29341 | 60341201 |  | Peeler Ret 1201 | 35.1074 | -81.6978
DEC | Distribution | CHKLIST-0312 |  |  | 1700573644 |  | Itron Inc. - NM | Itron Inc.-Solar | Energized |  | 56.7 | [5 empty] | SAR Automation |  |  | 864-718-6575 | Philisha Kirkpatrick | Photovoltaic | Solar | 313 N Highway 11 | West Union | SC | 29696 | 25051204 |  | Branch Rd Ret 1204 | 34.7636 | -83.039 | 2011-04-08
DEC | Distribution | Project 12498 |  |  | 1698245830 |  | Fresh Water Systems Inc | Fresh Water Systems Inc - Solar | Under Construction |  | 140 | [5 empty] | Southern View Energy |  |  | (864) 603-5804 | Christopher Grant | Photovoltaic | Solar | 2299 Ridge Rd | Greenville | SC | 29607 | 02351209 |  | Laurel Creek Ret 1209 | 34.7796 | -82.3467
DEP | Distribution | CHKLIST-8777 |  |  |  |  | Spring Valley Lake Solar LLC | Spring Valley Lake Solar LLC - Solar | System Impact Study In Progress |  | 5000 | [5 empty] | Entropy Solar |  |  | (980) 297-2881 | Sean Barnett | Photovoltaic | Solar | 456 Spring Valley Road | Henderson | NC | 27537 | T4770B05 | WILLIAMSBORO 23KV | HENDERSON NORTH 115KV | 36.3547 | -78.3859
DEP | Distribution | CHKLIST-8788 | 504 |  | 360-438-0000 | 584-289-0492 | Trident Technology Solutions, Inc. | Trident Technology Solutions, Inc. - Solar | Pending Final Interconnection Agreement |  | 34.2 | [5 empty] | NC Solar Now, Inc. | Luke | Uherek | (919) 247-7278 | Sean Barnett | Photovoltaic | Solar | 2627 Leighton Ridge Dr | Wake Forest | NC | 28587 | T5125B03 | US 1 N 23KV | RALEIGH HOMESTEAD 230KV | 35.9217 | -78.5403
DEP | Distribution | CHKLIST-8791 |  |  |  |  | Flint Hill Solar LLC | Flint Hill Solar LLC -Solar - Withdrawn | Withdrawn |  | 4800 | [5 empty] | Pinegate Development |  |  | (310) 581-6299 | Vinita Moore | Photovoltaic | Solar | NC 24-27 | Carthage | NC | 28327 | T1230B01 | ROBBINS CITY 23KV | ROBBINS 115KV | 35.346 | -79.4174
DEP | Distribution | CHKLIST-8782 |  |  |  |  | Runway Farm LLC | Runway Farm LLC - Solar | System Impact Study In Progress |  | 4800 | [5 empty] | Strata Solar, LLC |  |  | (919) 960-6015 | Sean Barnett | Photovoltaic | Solar | 297 Airport Rd | Warrenton | NC | 27589 | T5360B03 | NORLINA 23KV | WARRENTON 115KV | 36.4202 | -78.1312
DEC | Distribution | CHKLIST-11049 |  |  | 1826173601 |  | Cherokee Solar, LLC | Cherokee Solar, LLC - Solar | Pending System Impact Study |  | 8000 | [5 empty] | FLS Energy, Inc. |  |  | (828) 350-3993 | Jerry Barton | Photovoltaic | Solar | 3502 Cherokee Ave | Gaffney | SC | 28340 | 60301203 |  | Rose Hill Ret 1203 | 35.0803 | -81.6012
DEC | Distribution | Project 13432 |  |  | 1219707195 |  | Casey Solar LLC | Casey Solar LLC - Solar | Pending System Impact Study |  | 4000 | [5 empty] | Sunlight Partners |  |  | (207) 899-1123 | Jerry Barton | Photovoltaic | Solar | 3809 E Greensboro Chapel Hill Rd | Snow Camp | NC | 27349 | 11151201 |  | Saxapahaw Ret 1201 | 35.906 | -79.31
DEP | Distribution | CHKLIST-8798 |  |  |  |  | Hawk Solar LLC | Hawk Solar LLC - Solar | System Impact Study In Progress |  | 5000 | [5 empty] | Sunlight Partners |  |  | (480) 582-1540 | Sean Barnett | Photovoltaic | Solar | 948 Walter Collins Rd. | Castalia | NC | 27816 | T5302B02 | CENTERVILLE 23KV | STALLINGS CROSSROADS 115KV | 36.1218 | -78.1505
DEC | Distribution | CHKLIST-11693 |  |  | 0001248703 |  | Lexi Inc | Lexi Inc - Solar | Energized |  | 40.25 | [5 empty] | Self-Install |  |  | (980) 428-4033 | Jerry Barton | Photovoltaic | Solar | 3372 Smith Farm Rd | Matthews | NC | 28104 | 01212403 |  | Morning Star Tie 2403 | 35.0865 | -80.6786 | 2016-05-31
DEP | Distribution | CHKLIST-9601 |  |  | 6082264810 |  | Baker Roofing CO | Baker Roofing CO - 600 Mercury - Solar | Pending Final Interconnection Agreement |  | 40 | [5 empty] | Baker Renewable Energy | Kelli | Clark | (919) 828-2975 | Sean Barnett | Photovoltaic | Solar | 600 Mercury St | Raleigh | NC | 27603 | T4595B04 | DIX HILL 23KV | CARALEIGH 230KV | 35.7627 | -78.6548
DEP | Distribution | Project 13444 |  |  |  |  | Hollingsworth Solar, LLC | Hollingsworth Solar, LLC - Solar | Pending System Impact Study |  | 4000 | [5 empty] | Catecapital | Scott | Boone | (207) 899-1123 | Sean Barnett | Photovoltaic | Solar | 906 Sycamore Lane | Whiteville | NC | 28472 |  |  |  | 34.3403 | -78.7262
DEP | Distribution | CHKLIST-8823 |  |  |  |  | Christina Solar, LLC | Christina Solar, LLC - Solar | System Impact Study In Progress |  | 3000 | [5 empty] | Sunlight Partners |  |  | (480) 582-1540 | Sean Barnett | Photovoltaic | Solar | 250 JP Taylor Rd | Henderson | NC | 27537 | T4785B01 | EAST ANDREWS 23KV | HENDERSON EAST 230KV | 36.295 | -78.3931
DEP | Distribution | CHKLIST-8821 |  |  |  |  | Iga Solar, LLC | Iga Solar, LLC - Solar | System Impact Study In Progress |  | 5000 | [5 empty] | Sunlight Partners |  |  | (480) 582-1540 | Sean Barnett | Photovoltaic | Solar | 908 NC 98 highway E | Bunn | NC | 27508 | T6045B12 | FRAZIER ROAD 24KV | SAMARIA 115KV | 35.9412 | -78.2165
DEP | Distribution | CHKLIST-8828 |  |  |  |  | Cardinal Solar LLC | Cardinal Solar LLC - Solar | Pending System Impact Study |  | 5000 | [5 empty] | Sunlight Partners |  |  | (480) 582-1540 | Sean Barnett | Photovoltaic | Solar | 709 Hickory Rock Rd. | Louisburg | NC | 27549 | T5302B02 | CENTERVILLE 23KV | STALLINGS CROSSROADS 115KV | 36.0994 | -78.2294
DEP | Distribution | CHKLIST-8827 |  |  |  |  | Longleaf Solar LLC | Longleaf Solar LLC - Solar | System Impact Study In Progress |  | 5000 | [5 empty] | Sunlight Partners |  |  | (480) 582-1540 | Sean Barnett | Photovoltaic | Solar | 3023 Bakers Chapel Rd. | Smithfield | NC | 27577 | T5970B07 | BROGDEN 23KV | SELMA 230KV | 35.4316 | -78.2402
DEC | Distribution | CHKLIST-11891 |  |  | 1133193231 |  | Sawtell Solar LLC | Sawtell Solar LLC - Solar | System Impact Study In Progress |  | 5000 | [5 empty] | Cypress Creek Renewables, LLC | Don | Nista | (310) 581-6299 | Jerry Barton | Photovoltaic | Solar | 457 Chimney Rock Rd | Hendersonville | NC | 28720 | 65171202 |  | Edneyville Ret 1202 | 35.3771 | -82.3757
DEC | Distribution | Project 12960 |  |  | 1906657719 |  | Ventura Solar LLC | Ventura Solar LLC - Solar | System Impact Study In Progress |  | 5000 | [5 empty] | Cypress Creek Renewables, LLC | Don | Nista | (310) 581-6299 | Jerry Barton | Photovoltaic | Solar | 174 County Home Rd | Taylorsville | NC | 28681 | 13411201 |  | Macedonia Ret 1201 | 35.8799 | -81.1809
DEC | Distribution | CHKLIST-9636 |  |  | 0001745401 |  | Rowan Helping Minsts | Rowan Helping Minsts 2 - Solar | Energized |  | 42 | [5 empty] | Lawrence Electric, Inc. |  |  | (704) 637-6838 | Christopher Grant | Photovoltaic | Solar | 226 N Long St | Salisbury | NC | 28144 | 21010404 |  | Salisbury Main 0404 | 35.6666 | -80.465 | 2016-04-18
DEP | Distribution | CHKLIST-9418 |  |  |  |  | Bennettsville Solar, LLC | Bennettsville Solar, LLC - Solar - WITHDRAWN | Withdrawn |  | 14960 | [5 empty] | Cypress Creek Renewables, LLC | Don | Nista | (310) 581-6299 | Sean Barnett | Photovoltaic | Solar | SC HWY 9 | Bennettsville | SC | 29512 | T3320B01 | PATS CABIN - POWER 24KV | BENNETTSVILLE 230KV | 34.644 | -79.7052
DEP | Distribution | CHKLIST-9415 |  |  |  |  | Hickory Lodge Farms, LLC | Hickory Lodge Farms, LLC - Solar | Pending System Impact Study |  | 5000 | [5 empty] | Entropy Solar |  |  | (980) 297-2881 | Sean Barnett | Photovoltaic | Solar | 6089 Horner Siding Road | Oxford | NC | 27565 | T5090B02 | OXFORD EAST 23KV | OXFORD NORTH 230KV | 36.3393 | -78.5738
DEP | Distribution | CHKLIST-9649 |  |  | 6208215720 | 88410275546 | Baker Roofing Co | Baker Roofing Co - Solar - 2nd Installation | Pending Final Interconnection Agreement |  | 77.9 | [5 empty] | Baker Renewable Energy | Kelli | Clark | (919) 334-6961 | Sean Barnett | Photovoltaic | Solar | 1515 Lake Wheeler Rd. | Raleigh | NC | 27611 | T4595B05 | PROSPECT AVENUE 23KV | CARALEIGH 230KV | 35.7635 | -78.657
DEC | Distribution | CHKLIST-1003 |  |  | 2139248556 |  | Roper Farm, LLC | Roper Farm, LLC-Solar | Energized |  | 5000 | [5 empty] | Strata Solar, LLC |  |  | (919) 960-6015 | Jerry Barton | Photovoltaic | Solar | 1418 Longbranch Rd | Grover | NC | 28073 | 16071212 |  | Parkway SS 1212 | 35.1886 | -81.4388 | 2015-06-12
DEC | Distribution | CHKLIST-2308 |  |  | 2084661453 |  | Charlotte Solar, LLC | Charlotte Solar, LLC- Solar | Energized |  | 5000 | [5 empty] | FLS Energy, Inc. |  |  | (828) 350-3993 | Kelly Duke | Photovoltaic | Solar | 738 Providence Rd | Forest City | NC | 28043 | 15151203 |  | Avondale Ret 1203 | 35.2644 | -81.8248 | 2015-12-21
DEC | Distribution | CHKLIST-2309 |  |  | 1094388690 |  | Duck Solar, LLC | Duck Solar, LLC- Solar - Withdrawn | Withdrawn |  | 5000 | [5 empty] | Sunlight Partners |  |  | (480) 924-5519 | Kelly Duke | Photovoltaic | Solar | 794 Mackey Freeman Rd | Forest City | NC | 28043 | 15261206 |  | Hudlow Ret 1206 | 35.4342 | -81.8723
DEC | Distribution | CHKLIST-2162 |  |  | 1351829415 |  | Spartan Solar, LLC | Spartan Solar, LLC-Solar - Cancelled | Cancelled |  | 5000 | [5 empty] | Sunlight Partners |  |  | (480) 924-5519 | Philisha Kirkpatrick | Photovoltaic | Solar | 331 Bradley Road | Shelby | NC | 28152 | 16901204 |  | Mooresboro Ret 1204
DEP | Distribution | CHKLIST-11073 |  |  |  |  | Bond Solar, LLC | Bond Solar, LLC - Solar | Pending Customer Response for Study |  | 2000 | [5 empty] | Solbridge |  |  | (843) 906-4759 | Sean Barnett | Photovoltaic | Solar | Gibson Rd & Mayzek St | Summerton | SC | 29148 | T3965B01 | SUMMERTON 23KV | SUMMERTON 230KV | 33.618 | -80.3627
DEP | Distribution | Project 13438 |  |  |  |  | Cookstown Solar Farm, LLC | Cookstown Solar Farm, LLC - Solar | IR 3 Day Letter Sent |  | 5000 | [5 empty] | Strata Solar, LLC |  |  | (919) 960-6015 | Janet Robinson | Photovoltaic | Solar | 243 Stoney Creek Church Road | Goldsboro | NC | 27530 |  |  |  | 35.2616 | -77.5822
DEC | Distribution | Project 13439 |  |  |  |  | Necal Farm, LLC | Necal Farm, LLC - Solar | Pending System Impact Study |  | 5000 | [5 empty] | Strata Solar, LLC |  |  | (919) 960-6015 | Jerry Barton | Photovoltaic | Solar | 5147 NC 49 | Burlington | NC | 27217 | 11181202 |  | Pleasant Grove Ret 1202 | 36.1887 | -79.293
DEP | Distribution | Project 12945 |  |  |  |  | Legion Solar, LLC | Legion Solar, LLC - Solar - Withdrawn | Withdrawn |  | 5000 | [5 empty] | Strata Solar, LLC |  |  | (919) 960-6015 | Sean Barnett | Photovoltaic | Solar | 9959 NC-55 | Grantsboro | NC | 28529 | T4050B02 | AURORA 23KV | BAYBORO 230KV
DEC | Distribution | Project 13440 |  |  |  |  | Lexington 64 Farm, LLC | Lexington 64 Farm, LLC - Solar | Pending System Impact Study |  | 5000 | [5 empty] | Strata Solar, LLC |  |  | (919) 960-6015 | Jerry Barton | Photovoltaic | Solar | 404 Kepley Rd. | Lexington | NC | 27292 | 10201202 |  | N Gordonton Ret 1202 | 35.7839 | -80.1373
DEC | Distribution | CHKLIST-11295 |  |  | 1964303397 |  | Marlatex | Marlatex - Solar | Pending Customer Response for Study |  | 624 | [5 empty] | Accelerate Solar | Chris | Verner | (704) 829-7792 | Jerry Barton | Photovoltaic | Solar | 408 Brook St | Belmont | NC | 28012 | 79261202 |  | Belmont Tie 1202 | 35.2411 | -81.029
DEP | Distribution | Project 13443 |  |  |  |  | Harmony Solar LLC | Harmony Solar LLC - Solar | Pending Customer Response for IR |  | 5000 | [5 empty] | Sunlight Partners |  |  | (207) 899-1123 | Donna Burford | Photovoltaic | Solar | 2402 US 1 Highway | Franklinton | NC | 27525 |  |  |  | 36.068 | -78.481
DEP | Distribution | CHKLIST-8822 |  |  |  |  | Clayton Solar, LLC | Clayton Solar, LLC - Solar | System Impact Study In Progress |  | 5000 | [5 empty] | Sunlight Partners |  |  | (480) 582-1540 | Sean Barnett | Photovoltaic | Solar | 1387 old Bailey Hwy | Nashville | NC | 27856 | T5900B01 | NASHVILLE 23KV | NASHVILLE 115KV | 35.9563 | -77.9724
DEP | Distribution | CHKLIST-8820 |  |  |  |  | Icarus Solar, LLC | Icarus Solar, LLC - Solar | System Impact Study In Progress |  | 3000 | [5 empty] | Sunlight Partners |  |  | (480) 582-1540 | Sean Barnett | Photovoltaic | Solar | 1725 N Beston Rd | Goldsboro | NC | 27534 | T5912B01 | NEW HOPE 23KV | NEW HOPE 115KV | 35.3695 | -77.8534
DEP | Distribution | CHKLIST-8819 |  |  |  |  | Sadie Solar, LLC | Sadie Solar, LLC - Solar | Pending System Impact Study |  | 5000 | [5 empty] | Sunlight Partners |  |  | (480) 582-1540 | Sean Barnett | Photovoltaic | Solar | 644 Woodard Rd | Princeton | NC | 27569 | T5935B03 | BIZZELL GROVE 23KV | PRINCETON 115KV | 35.4401 | -78.2076
DEP | Distribution | CHKLIST-8836 |  |  |  |  | Bonnie Solar LLC | Bonnie Solar LLC - Solar | Pending System Impact Study |  | 5000 | [5 empty] | Sunlight Partners |  |  | (480) 582-1540 | Sean Barnett | Photovoltaic | Solar | 9901 Main Street | Castalia | NC | 27816 | T6040B12 | MATTHEWS CROSSROADS 24KV | CASTALIA 230KV | 36.0859 | -78.0622
DEP | Distribution | CHKLIST-11698 |  |  |  |  | PSNCDC LLC - 20188 JP Jones | PSNCDC LLC - 20188 JP Jones - Solar | Pending Customer Response for IR |  | 1999 | [5 empty] | Pristine Sun, LLC | Kimberly | Lewis | (415) 848-8163 | Edwin Malinowski | Photovoltaic | Solar | 15215 James B White Hwy S | Tabor City | NC | 28463 | T6630B02 | HIGHWAY 701 NORTH 23KV | TABOR CITY 115KV | 34.1674 | -78.83
DEC | Distribution | CHKLIST-8832 |  |  | 1899089881 |  | Owens Solar Center LLC | Owens Solar Center LLC - Solar | System Impact Study In Progress |  | 7200 | [5 empty] | Heliosage Energy | Andrew | Foukal | (434) 293-7589 | Jerry Barton | Photovoltaic | Solar | Herman Rd | Laurens | SC | 29360 | 07481201 |  | Trinity Ridge Ret 1201 | 34.5475 | -82.0769
DEP | Distribution | CHKLIST-11890 |  |  |  |  | Clovelly Solar LLC | Clovelly Solar LLC - Solar | System Impact Study In Progress |  | 5000 | [5 empty] | Cypress Creek Renewables, LLC | Don | Nista | (310) 581-6299 | Sean Barnett | Photovoltaic | Solar | 825 Neills Creek Rd | Lillington | NC | 27546 | T5860B03 | NC 210 NORTH 23KV | LILLINGTON 115KV | 35.4164 | -78.7697
DEP | Distribution | CHKLIST-11892 |  |  |  |  | Crimson Solar LLC | Crimson Solar LLC - Solar | System Impact Study In Progress |  | 5000 | [5 empty] | Cypress Creek Renewables, LLC | Don | Nista | (310) 581-6299 | Sean Barnett | Photovoltaic | Solar | 306 Duffy Field Rd | Richlands | NC | 28574 | T4108B01 | RICHLANDS 23KV | CATHERINE LAKE 230KV | 34.8392 | -77.5522
DEP | Distribution | Project 12349 |  |  |  |  | Arres LLC - Arres AR750 | Arres LLC - Arres AR750 - Solar | Pending System Impact Study |  | 10000 | [5 empty] | Arres LLC |  |  | (843) 771-5688 | Sean Barnett | Photovoltaic | Solar | 2700 Cale Ln | Olanta | SC | 29124 | T3040B01 | OLANTA NORTH 23KV | OLANTA 230KV | 34.0057 | -79.9625
DEP | Distribution | CHKLIST-11886 |  |  |  |  | Carolina Solar Energy II LLC - McGrigor Farm | Carolina Solar Energy II LLC - McGrigor Farm - Solar | System Impact Study In Progress |  | 5000 | [5 empty] | Carolina Solar Energy LLC |  |  | (919) 682-6822 | Sean Barnett | Photovoltaic | Solar | 1001 N US Highway 421 | Clinton | NC | 28328 | T5570B02 | BEAUNIT 23KV | CLINTON NORTH 115KV | 35.0196 | -78.3463
DEP | Distribution | CHKLIST-8848 |  |  |  |  | Wallace Solar 2 LLC | Wallace Solar 2 LLC - Solar | System Impact Study In Progress |  | 2000 | [5 empty] | Community Energy |  |  | (303) 544-1900 | Sean Barnett | Photovoltaic | Solar | 911 N. West Railroad Street | Wallace | NC | 28466 | T4410B11 | TEACHEY 23KV | WALLACE 115KV | 34.7443 | -77.9998
DEP | Distribution | CHKLIST-8849 |  |  | 494-343-1215 | 202-679-3576 | Snow Hill Solar LLC | Snow Hill Solar LLC - Solar | System Impact Study In Progress |  | 2000 | [5 empty] | Community Energy |  |  | (303) 544-1900 | Sean Barnett | Photovoltaic | Solar | 373 Hwy 58 | Snow Hill | NC | 28580 | T4320B01 | SNOW HILL 23KV | SNOW HILL 115KV | 35.4557 | -77.6916
DEP | Distribution | CHKLIST-8850 |  |  |  |  | Clinton Solar LLC | Clinton Solar LLC - Solar | System Impact Study In Progress |  | 2000 | [5 empty] | Community Energy |  |  | (303) 544-1900 | Sean Barnett | Photovoltaic | Solar | Rowan Road | Clinton | NC | 28328 | T5580B02 | UNION SCHOOL 23KV | CLINTON FERRELL ST. 115KV | 34.9777 | -78.2786
DEP | Distribution | Project 12965 |  |  |  |  | Olympus Solar, LLC | Olympus Solar, LLC - Solar | System Impact Study In Progress |  | 5000 | [5 empty] | Pinegate Development |  |  | (904) 834-7779 | Sean Barnett | Photovoltaic | Solar | Belgrade-Swansboro Rd. | Maysville | NC | 28555 | T4360B03 | HUBERT 23KV | SWANSBORO 230KV | 34.8062 | -77.2042
DEP | Distribution | Project 12964 |  |  |  |  | Armada Solar, LLC | Armada Solar, LLC - Solar | Pending System Impact Study |  | 5000 | [5 empty] | Pinegate Development |  |  | (904) 834-7779 | Sean Barnett | Photovoltaic | Solar | 472 Prison Camp Road | Whiteville | NC | 28424 | T6670B02 | BRUNSWICK 23KV | WHITEVILLE 115KV | 34.2854 | -78.71
DEC | Distribution | CHKLIST-2311 |  |  | 2017554516 |  | RJ Solar, LLC | RJ Solar, LLC- Solar- Withdrawn | Withdrawn |  | 5000 | [5 empty] | Sunlight Partners |  |  | (480) 924-5519 | Stewart Grantham | Photovoltaic | Solar | 4264 Hall Dairy Rd | Claremont | NC | 28610 | 13341204 |  | Catfish Ret 1204
DEC | Distribution | CHKLIST-2307 |  |  | 1691275847 |  | Buddy Solar, LLC | Buddy Solar, LLC- Solar | Energized |  | 4000 | [5 empty] | FLS Energy, Inc. |  |  | (828) 350-3993 | Kelly Duke | Photovoltaic | Solar | 400 St Peters Church Rd | Gold Hill | NC | 28071 | 21401211 |  | Rockwell Ret 1211 | 35.5414 | -80.3598 | 2015-11-02
DEC | Distribution | CHKLIST-2313 |  |  | 1510918239 |  | Star Solar, LLC | Star Solar, LLC- Solar | Energized |  | 5000 | [5 empty] | Conergy, Inc |  |  | (786) 575-3808 | Kelly Duke | Photovoltaic | Solar | 5521 Red Mill Rd | Durham | NC | 27704 | 14142410 |  | Fairntosh Ret 2410 | 36.0801 | -78.8217 | 2016-01-15
DEC | Distribution | CHKLIST-2984 |  |  | 1505762418 |  | Iredell Station Farm, LLC | Iredell Station Farm, LLC - Solar - Cancelled | Cancelled |  | 4500 | [5 empty] | Strata Solar, LLC |  |  | (919) 960-6015 | Jerry Barton | Photovoltaic | Solar | 4449 Hickory Hwy | Statesville | NC | 28677 | 13031205 |  | Catawba Ret 1205
DEP | Distribution | Project 12686 |  |  |  |  | Horus North Carolina 4, LLC | Horus North Carolina 4, LLC - Solar | Pending System Impact Study |  | 4989 | [5 empty] | Renewable Energy and Preservation |  |  | (919) 219-1530 | Janet Robinson | Photovoltaic | Solar | R.R. Track | Tabor City | NC | 28463 | T6630B02 | HWY 701 NORTH 23KV | TABOR CITY 115KV | 34.1571 | -78.8773
DEP | Distribution | CHKLIST-8767 |  |  |  |  | Eagle Solar LLC | Eagle Solar LLC - Solar | System Impact Study In Progress |  | 4500 | [5 empty] | Sunlight Partners |  |  | (480) 582-1540 | Sean Barnett | Photovoltaic | Solar | 1391 Warren Plains Rd. | Warrenton | NC | 27589 | T5360B04 | WARRENTON INDUSTRIAL 23KV | WARRENTON 115KV | 36.4583 | -78.1551
DEC | Distribution | CHKLIST-2218 |  |  | 1824522980 |  | Sigmon Catawba Farm, LLC | Sigmon Catawba Farm, LLC-Solar | Energized |  | 4950 | [5 empty] | Strata Solar, LLC |  |  | (919) 960-6015 | Jerry Barton | Photovoltaic | Solar | 2817 Sigmon Dairy Rd | Newton | NC | 28658 | 13101203 |  | Startown Ret 1203 | 35.6109 | -81.2396 | 2014-04-08
DEC | Distribution | CHKLIST-12012 |  |  | 0001358979 |  | Span America Medical Systems Inc | Span America Medical Systems Inc | Pending Fast Track Review |  | 504 | [5 empty] | Gregory Electric Company |  |  | (864) 678-6922 | Jerry Barton | Photovoltaic | Solar | 70 Commerce Ctr | Greenville | SC | 29615 | 02452409 |  | Pelham Ret 2409 | 34.8518 | -82.2506
DEC | Distribution | CHKLIST-2161 |  |  | 1572296423 |  | Audrey Solar, LLC | Audrey Solar, LLC-Solar | Energized |  | 3000 | [5 empty] | Conergy, Inc |  |  | (786) 575-3808 | Jerry Barton | Photovoltaic | Solar | 920 Washburn Switch Rd | Shelby | NC | 28150 | 16701204 |  | Blanton Ret 1204 | 35.3262 | -81.6234 | 2016-04-06
DEC | Distribution | CHKLIST-2163 |  |  | 1782875053 |  | Elliana Solar, LLC | Elliana Solar, LLC-Solar | Energized |  | 3000 | [5 empty] | Cypress Creek Renewables, LLC | Don | Nista | (310) 581-6299 | Jerry Barton | Photovoltaic | Solar | 1444 Deer Run Trail | Burlington | NC | 27217 | 11071203 |  | Haw River Ret 1203 | 36.1306 | -79.3324 | 2015-09-29
DEP | Distribution | CHKLIST-8874 |  |  |  |  | GTP 3 LLC | GTP 3 LLC - Solar | Pending Supplemental Review |  | 1000 | [5 empty] | Providence Solar LLC | Tom | Kepper | (704) 962-2547 | Sean Barnett | Photovoltaic | Solar | 3800 Hwy 58 North | Matthews | NC | 28105 | T4319B01 | GTP 23KV | GLOBAL TRANSPARK 115KV | 35.3341 | -77.5878
DEC | Distribution | CHKLIST-8881 |  |  | 1487404564 |  | County Farm Solar LLC | County Farm Solar LLC - Solar | System Impact Study In Progress |  | 4800 | [5 empty] | ESA Renewables |  |  | (407) 474-4433 | Jerry Barton | Photovoltaic | Solar | 5613 NC HWY 61 North | Rock Creek | NC | 27249 | 11172405 |  | Frieden Ret 2405 | 36.1191 | -79.5512
DEP | Distribution | CHKLIST-9419 |  |  |  |  | Azalea Solar, LLC | Azalea Solar, LLC - Solar | Pending Facilities Study |  | 10002 | [5 empty] | NARENCO |  |  | (704) 615-3838 | Phillip Cathcart | Photovoltaic | Solar | 3806 Sardis Hwy | Timmonsville | SC | 29161 | T3107B11 | SARDIS 23KV | SARDIS 230KV | 34.039 | -79.9131
DEC | Distribution | CHKLIST-11170 |  |  | 1346924648 |  | Dolgencorp, Inc | Dolgencorp, Inc - 1346924648 - Solar - Withdrawn | Withdrawn |  | 40 | [5 empty] | Renewvia Energy Corporation |  |  | (615) 855-4634 | Christopher Grant | Photovoltaic | Solar | 12705 Hwy 72 W | Cross HIll | SC | 29332 | 07482401 |  | Trinity Ridge Ret 2401 | 34.3098 | -81.9951
DEP | Distribution | CHKLIST-10073 |  |  | 7839889974 |  | Target Stores- Jacksonville | Target Stores- Jacksonville - Solar | Pending Final Interconnection Agreement |  | 392 | [5 empty] | EnterSolar |  |  | (612) 304-5432 | Sean Barnett | Photovoltaic | Solar | 1395 Western Blvd #D | Jacksonville | NC | 28546 | T4273B06 | HENDERSON DRIVE EXT. 23KV | JACKSONVILLE NORTHWOODS 115KV | 34.7855 | -77.4044
DEP | Distribution | CHKLIST-10071 | IPP615 |  | 4223393903 |  | Target Stores- Asheville | Target Stores- Asheville- Solar | Pending Final Interconnection Agreement |  | 392 | [5 empty] | EnterSolar |  |  | (612) 304-5432 | Sean Barnett | Photovoltaic | Solar | 115 River Hills Rd. | Asheville | NC | 28805 | T0750B05 | TUNNEL ROAD 12KV | OTEEN 115KV | 35.5736 | -82.5224
DEP | Distribution | CHKLIST-10074 | IPP 636 |  | 7925123601 |  | Target Stores- Morrisville | Target Stores- Morrisville- Solar | Pending Final Interconnection Agreement |  | 392 | [5 empty] | EnterSolar |  |  | (612) 304-5432 | Sean Barnett | Photovoltaic | Solar | 3001 Market Center Dr. | Morrisville | NC | 27560 | T4602B02 | WESTON 24KV | CARY EVANS ROAD 230KV | 35.8052 | -78.8154
DEC | Distribution | CHKLIST-11711 |  |  |  |  | Duke Energy Carolinas LLC - Shady Grove | Duke Energy Carolinas LLC - Shady Grove - Solar | System Impact Study In Progress |  | 975 | [5 empty] | Duke Owned |  |  | (704) 382-3821 | Jerry Barton | Photovoltaic | Solar | Piedmont Hwy | Greenville | SC | 29605 | 02461210 |  | Oakvale Tie 1210 | 34.7641 | -82.4315
DEC | Distribution | CHKLIST-2985 |  |  | 1565730099 |  | Wall Solar Farm, LLC | Wall Solar Farm, LLC - Solar - Withdrawn | Withdrawn |  | 4500 | [5 empty] | Strata Solar, LLC |  |  | (919) 960-6015 | Jerry Barton | Photovoltaic | Solar | 4301 Wall Brothers Rd | Sophia | NC | 27350 | 10121205 |  | Randleman Rd Ret 1205
DEC | Distribution | CHKLIST-10198 |  |  | 2139527033 |  | Jefferson Solar, LLC | Jefferson Solar, LLC - Solar | Pending System Impact Study |  | 2000 | [5 empty] | NARENCO |  |  | (704) 615-3838 | Kelly Duke | Photovoltaic | Solar | 752 Webb Road | Ellenboro | NC | 28040 | 15901202 |  | Mooresboro Ret 1202 | 35.3033 | -81.7339
DEC | Distribution | CHKLIST-1074 |  |  | 1364512818 |  | Solar Development, LLC | Solar Development, LLC-Withdrawn | Withdrawn |  | 3670 | [5 empty] | National Renewable Energy Corporation | Mark | Caddell | (704) 200-2913 | Vinita Moore | Photovoltaic | Solar | Thurman Thompson Rd | Forest City | NC | 28043 | 15241203 |  | Riverstone Ret 1203
DEP | Distribution | CHKLIST-10493 |  |  |  |  | McLean Homestead, LLC | McLean Homestead, LLC - solar | System Impact Study In Progress |  | 4998 | [5 empty] | Birds Eye Energy |  |  | (704) 665-5978 | Sean Barnett | Photovoltaic | Solar | Fieldcrest Rd | Laurinburg | NC | 28352 | T2190B02 | WESTWOOD 23KV | LAURINBURG CITY 230KV | 34.7819 | -79.4978
DEC | Distribution | CHKLIST-0830 |  |  |  |  | Erin Solar, LLC | Erin Solar, LLC-Solar-Withdrawn | Withdrawn |  | 2000 | [5 empty] | Sunlight Partners |  |  | (801) 550-7150 | Philisha Kirkpatrick | Photovoltaic | Solar | 6730 Kearney Rd | Pleasant Garden | NC | 27313 | 09061204 |  | Climax Ret 1204 | 35.9317 | -79.7541
DEP | Distribution | CHKLIST-9479 |  |  |  |  | Swift Creek Farm, LLC | Swift Creek Farms, LLC - Solar | System Impact Study In Progress |  | 4998 | [5 empty] | Strata Solar, LLC |  |  | (919) 960-6015 | Sean Barnett | Photovoltaic | Solar | 468 Swift Creek Rd | Smithfield | NC | 27577 | T5385B03 | HIGHWAY 70 WEST 24KV | WILSON MILLS 230KV | 35.5766 | -78.3639
DEC | Distribution | CHKLIST-2164 |  |  | 1309082742 |  | Maya Solar, LLC | Maya Solar, LLC-Solar-Withdrawn | Withdrawn |  | 5000 | [5 empty] | Sunlight Partners |  |  | (480) 924-5519 | Philisha Kirkpatrick | Photovoltaic | Solar | 1138 Moores Chapel Cemetery Road | Graham | NC | 27253 | 11151201 |  | Saxapahaw Ret 1201
DEP | Distribution | CHKLIST-11702 |  |  |  |  | PSNCDC LLC - 20212 Wells | PSNCDC LLC - 20212 Wells - Solar | Pending Customer Response for IR |  | 1999 | [5 empty] | Pristine Sun, LLC | Kimberly | Lewis | (415) 848-8163 | Edwin Malinowski | Photovoltaic | Solar | Hwy 117 | Burgaw | NC | 28425 | T6160B01 | BURGAW 23KV | BURGAW 115KV | 34.3529 | -77.5535
DEC | Distribution | CHKLIST-9654 |  |  | 2034927396 |  | Bernhardt Funiture Company | Bernhardt Furniture Company - Solar | Energized |  | 1104 | [5 empty] | Hannah Solar LLC |  |  | (828) 759-6356 | Kelly Duke | Photovoltaic | Solar | 1755 Connelly Springs Rd. Plant 4 | Lenoir | NC | 28645 | 12181202 |  | Crump Rd Ret 1202 | 35.8491 | -81.5386 | 2015-12-07
DEC | Distribution | Project 12971 |  |  |  |  | Polaris Solar LLC | Polaris Solar LLC - Solar | Withdrawn |  | 2000 | [5 empty] | Southern Current LLC |  |  | (843) 906-4759 | Janet Robinson | Photovoltaic | Solar | east of Lancaster, SC at the intersection of State Rd S-29-83 and Burke Duncan Rd | Lancaster | SC | 29407 | 72081204 |  | Tradesville Ret 1204 | 34.4516 | -80.3945
DEP | Distribution | CHKLIST-8873 |  |  |  |  | GTP 2 LLC | GTP 2 LLC - Solar - Cancelled | Cancelled |  | 4800 | [5 empty] | Providence Solar LLC | Tom | Kepper | (704) 962-2547 | Vinita Moore | Photovoltaic | Solar | Taylor Heath Rd | Kinston | NC | 28501 | T4230B04 | HULL ROAD 24KV | KINSTON 115KV | 35.3523 | -77.5725
DEP | Distribution | CHKLIST-9664 | 572 | CHKLIST 9664 | 212-168-2740 | 263-184-0267 | Asheville Alternative Energy, LLC | Asheville Alternative Energy, LLC - Solar - Fletcher | Energized | AZ09CC(Meter) | 40 | [5 empty] | Sugar Hollow Solar, Inc. |  |  | (828) 777-2856 | Sean Barnett | Photovoltaic | Solar | 383 Emmas Grove Rd | Fletcher | NC | 28732 | T0781B01 | MILLS GAP 23KV | SKYLAND 115KV | 35.5069 | -82.4415 | 2015-12-01
DEP | Distribution | CHKLIST-10070 | IPP616 |  | 1145455604 |  | Target Stores- Holly Springs | Target Stores- Holly Springs - Solar | Pending Final Interconnection Agreement |  | 420 | [5 empty] | EnterSolar |  |  | (612) 304-5432 | Sean Barnett | Photovoltaic | Solar | 100 Grand Hill Pl | Holly Springs | NC | 27540 | T4796B11 | NOVARTIS 24KV | HOLLY SPRINGS INDUSTRIAL 230KV | 35.6608 | -78.852
DEP | Distribution | CHKLIST-8883 |  |  |  |  | ESA Erwin NC LLC | ESA Erwin NC LLC - Solar | System Impact Study In Progress |  | 2000 | [5 empty] | ESA Renewables |  |  | (407) 474-4433 | Sean Barnett | Photovoltaic | Solar | 4958 NC 55 East | Erwin | NC | 28339 | T5650B20 | ERWIN HIGHWAY 55 23KV | ERWIN 230KV | 35.3298 | -78.6631
DEP | Distribution | CHKLIST-10076 | IPP580 |  | 5548191187 |  | Target Stores- Raleigh | Target Stores- Raleigh- Solar | Pending Final Interconnection Agreement |  | 532 | [5 empty] | EnterSolar |  |  | (612) 304-5432 | Sean Barnett | Photovoltaic | Solar | 8651 Brier Creek Pkwy | Raleigh | NC | 27617 | T5119B22 | ARNOLD PALMER 24KV | RALEIGH BRIER CREEK 230KV | 35.9026 | -78.7853
DEC | Distribution | CHKLIST-2310 |  |  | 1122549508 |  | Miles Solar, LLC | Miles Solar, LLC- Solar - Cancelled | Cancelled |  | 5000 | [5 empty] | Sunlight Partners |  |  | (480) 924-5519 | Stewart Grantham | Photovoltaic | Solar | 550 Big Gum Ct | Rutherfordton | NC | 28139 | 15171203 |  | Cleghorn SS 1203
DEC | Distribution | CHKLIST-2312 |  |  | 1795119433 |  | Shadow Solar, LLC | Shadow Solar, LLC- Solar - Withdrawn | Withdrawn |  | 3000 | [5 empty] | Sunlight Partners |  |  | (480) 924-5519 | Kelly Duke | Photovoltaic | Solar | 554 Island Ford Rd | Forest City | NC | 28043 | 15241202 |  | Riverstone Ret 1202
DEC | Distribution | CHKLIST-2406 |  |  | 1363201924 |  | Aztec Solar, LLC | Aztec Solar, LLC- Solar - Cancelled | Cancelled |  | 2000 | [5 empty] | Sunlight Partners |  |  | (480) 924-5519 | Jerry Barton | Photovoltaic | Solar | 5499 Startown Rd | Newton | NC | 28658 | 13101203 |  | Startown Ret 1203
DEC | Distribution | CHKLIST-0545 |  |  | 1964887371 |  | City of Clemson | City Of Clemson dba Clemson Area Transit-Solar-1st Installation | Superseded |  | 32.9 | [5 empty] | Sunstore Solar Energy Solutions | Bruce | Wood | (864) 654-2287 | Philisha Kirkpatrick | Photovoltaic | Solar | 200 West Lane | Clemson | SC | 29631 | 25061210 |  | Summey St Ret E 1210 |  |  | 2011-08-26
DEC | Distribution | CHKLIST-2407 |  |  | 1649683270 |  | Nate Solar, LLC | Nate Solar, LLC- Solar - Withdrawn | Withdrawn |  | 5000 | [5 empty] | Sunlight Partners |  |  | (801) 550-7150 | Jerry Barton | Photovoltaic | Solar | 1070 Cruse Rd. | Salisbury | NC | 28146-8882 | 21061210 |  | Sumner Ret 1210
DEP | Distribution | CHKLIST-9806 |  |  |  |  | Love Solar Center, LLC | Love Solar Center, LLC - Solar | Pending System Impact Study |  | 9600 | [5 empty] | Coronal Development Services, LLC | Andrew | Foukal | (434) 293-7589 | Sean Barnett | Photovoltaic | Solar | Adamsville Rd | McColl | SC | 29570 | T3670B01 | MCCOLL 23KV | MCCOLL 230KV | 34.6494 | -79.566
DEC | Distribution | CHKLIST-0106 |  |  | 2331377 |  | GlaxoSmithKline - Main Campus - NM | GlaxoSmithKline-Solar-2nd Installation | Superseded |  | 32.43 | [5 empty] | Hamlin Energy Solutions |  |  | 919-483-8556 | Philisha Kirkpatrick | Photovoltaic | Solar | 5 Moore Dr | Durham | NC | 27709 | 14192406 |  | Ellis Rd Ret 2406 |  |  | 2008-12-18
DEC | Distribution | CHKLIST-0109 |  |  | 2331377 |  | GlaxoSmithKline - Main Campus - NM | GlaxoSmithKline-Solar-3rd Installation | Superseded |  | 107.43 | [5 empty] | Hamlin Energy Solutions |  |  | 919-483-8556 | Philisha Kirkpatrick | Photovoltaic | Solar | 5 Moore Dr | Durham | NC | 27709 | 14192406 |  | Ellis Rd Ret 2406 |  |  | 2009-07-29
DEC | Distribution | CHKLIST-0161 |  |  | 1566284497 |  | W. B. Moore Company of Charlotte, Inc. - NM | W. B. Moore Company of Charlotte, Inc.-Solar | Energized |  | 27.47 | [5 empty] | Self Installed - OH |  |  | 704-331-9300 | Philisha Kirkpatrick | Photovoltaic | Solar | 916 North Poplar St | Charlotte | NC | 28206 | 01041207 |  | Elizabeth Ave Ret 1207 |  |  | 2010-04-26
DEC | Distribution | CHKLIST-0169 |  |  | 1575943122 |  | Wallace & Graham, PA - NM | Wallace & Graham, PA-Solar | Energized |  | 150 | [5 empty] | Sundance Power Systems, Inc. | Kevin | Quinn | 704-633-5244 | Philisha Kirkpatrick | Photovoltaic | Solar | 604 North Lee St | Salisbury | NC | 28144 | 21010405 |  | Salisbury Main 0405 |  |  | 2009-12-21
DEC | Distribution | CHKLIST-0180 |  |  | 2118845291 |  | The City of Charlotte - NM | The City of Charlotte-Solar | Energized |  | 250 | [5 empty] | Optima Engineering |  |  | 704-359-4000 | Philisha Kirkpatrick | Photovoltaic | Solar | 5601 Wilkinson Boulevard | Charlotte | NC | 28208 | 01351210 |  | Little Rock Ret 1210 | 35.2339 | -80.9342 | 2010-12-29
DEC | Distribution | CHKLIST-0182 |  |  | 2029982113 |  | Cisco Systems, Inc. - NM | Cisco Systems Inc.-Solar | Energized |  | 100 | [5 empty] | Baker Renewable Energy |  |  | 919-392-6619 | Philisha Kirkpatrick | Photovoltaic | Solar | 7025 Kit Creek Rd | Research Triangle Park | NC | 27709 | 14162411 |  | Imperial Ret 2411 | 35.8552 | -78.8754 | 2011-04-07
DEC | Distribution | CHKLIST-0184 |  |  | 1401833193 |  | Belk, Inc. - Burlington - NM | Belk Inc-Solar | Energized |  | 30 | [5 empty] | Baker Renewable Energy |  |  | 251-300-9377 | Philisha Kirkpatrick | Photovoltaic | Solar | 3187 Watermill Dr | Burlington | NC | 27215 | 11252408 |  | St Marks Ret 2408 |  |  | 2010-05-11
DEC | Distribution | CHKLIST-0186 |  |  | 2331377 |  | GlaxoSmithKline - Main Campus - NM | GlaxoSmithKline-Solar-4th Installation | Energized |  | 307.43 | [5 empty] | Baker Renewable Energy |  |  | 919-483-8556 | Philisha Kirkpatrick | Photovoltaic | Solar | 5 Moore Dr | Durham | NC | 27709 | 14192406 |  | Ellis Rd Ret 2406 | 35.9274 | -78.8617 | 2011-01-12
DEC | Distribution | CHKLIST-0193 |  |  | 1972329922 |  | Decision Support Management, LLC - NM | Decision Support Management LLC-Solar | Energized |  | 30 | [5 empty] | Southern Energy Management | Kelley | Breslow | 704-845-1000 | Philisha Kirkpatrick | Photovoltaic | Solar | 3326 Siskey Parkway, Suite 300 | Matthews | NC | 28105 | 01212406 |  | Morning Star Tie 2406 | 35.0831 | -80.7278 | 2008-04-10
DEC | Distribution | CHKLIST-0198 |  |  | 1703084806 |  | Delta Products Corporation - NM | Delta Products Corporation-Solar | Energized |  | 30 | [5 empty] | Southern Energy Management | Kelley | Breslow | 919-836-0330 | Philisha Kirkpatrick | Photovoltaic | Solar | 5101 Davis Dr | Morrisville | NC | 27560 | 14162411 |  | Imperial Ret 2411 |  |  | 2008-01-07
DEC | Distribution | CHKLIST-11764 |  |  | 1352390324 |  | Keowee Key Property Owners Assoc | Keowee Key Property Owners Assoc - Solar | Pending Customer Response for IR |  | 33.6 | [5 empty] | Tablerock Technologies, LLC |  |  | (864) 944-2312 | Kelly Duke | Photovoltaic | Solar | 1051 Stamp Creek Rd | Salem | SC | 29676 | 25752406 |  | Wyndward Point Ret 2406 | 34.8395 | -82.9215
DEC | Distribution | Project 13147 |  |  |  |  | Longneck Solar, LLC | Longneck Solar, LLC - Solar | System Impact Study In Progress |  | 5000 | [5 empty] | Cypress Creek Renewables, LLC | Don | Nista | (310) 581-6299 | Donna Burford | Photovoltaic | Solar | Opposite 2725 Providence Mill Road | Maiden | NC | 28650 | 13051201 |  | East Maiden Ret 1201 | 35.6176 | -81.1597
DEP | Distribution | CHKLIST-9041 |  |  |  |  | Cherry Blossom Solar- LLC | Cherry Blossom Solar, LLC - Solar | Pending Facilities Study |  | 10002 | [5 empty] | NARENCO |  |  | (704) 615-3838 | William Winslow | Photovoltaic | Solar | 189 Lewis Road | Hemingway | SC | 29554 | T2890B02 | JOHNSONVILLE 23KV | HEMINGWAY 115KV | 33.7641 | -79.4545
DEC | Distribution | CHKLIST-10650 |  |  | 1623260048 |  | Steel Fab, Inc - 1623260048 | Steel Fab, Inc - 1623260048 - Solar | Energized |  | 243 | [5 empty] | Inman Solar |  |  | (704) 398-6102 | Christopher Grant | Photovoltaic | Solar | 8617 Old Dowd Rd | Charlotte | NC | 28214 | 01421206 |  | Kudzu Ret 1206 | 35.2282 | -80.9794 | 2016-04-19
DEP | Distribution | CHKLIST-9807 |  |  |  |  | Bishopville Solar | Bishopville Solar, LLC - Solar - Withdrawn | Withdrawn |  | 20000 | [5 empty] | Cypress Creek Renewables, LLC | Don | Nista | (310) 581-6299 | Phillip Cathcart | Photovoltaic | Solar | 813 Wisacky Hwy | Bishopville | SC | 29010 | T3350B03 | COUSAR STREET 23KV | BISHOPVILLE 230KV | 34.2057 | -80.2254
DEP | Distribution | Project 13123 |  |  |  |  | Bishopville Solar LLC | Bishopville Solar LLC - Solar | Pending System Impact Study |  | 20000 | [5 empty] | Cypress Creek Renewables, LLC | Don | Nista | (310) 581-6299 | Edwin Malinowski | Photovoltaic | Solar | 722 Wisacky Hwy | Bishopville | SC | 29010 | T3350B02 | ASHWOOD 23KV | BISHOPVILLE 230KV | 34.2092 | -80.2381
DEP | Distribution | CHKLIST-8905 |  |  |  |  | Anna Solar, LLC | Anna Solar, LLC- Solar | System Impact Study In Progress |  | 5000 | [5 empty] | Sunlight Partners |  |  | (480) 582-1540 | Sean Barnett | Photovoltaic | Solar | 1274 Cheeks Quarter Rd. | Henderson | NC | 27537 | T4785B06 | GILLBURG 23KV | HENDERSON EAST 230KV | 36.2649 | -78.2961
DEC | Distribution | CHKLIST-10104 |  |  | 259185 |  | Kohls Department Stores - Account 259185 - NM | Kohls Department Stores - Account 259185 - NM - Solar | Energized |  | 280 | [5 empty] | SoCore Energy |  |  | (262) 703-5305 | Christopher Grant | Photovoltaic | Solar | 1010 Hanes Mall Blvd. | Winston Salem | NC | 27103 | 03212401 |  | Mar-Don Dr Ret 2401 | 36.0704 | -80.2976 | 2015-12-30
DEP | Distribution | Project 13109 |  |  |  |  | Chester Lane Solar, LLC | Chester Lane Solar, LLC - Solar | Pending Customer Response for IR |  | 5000 | [5 empty] | Carolina Solar Energy, LLC |  |  | (919) 682-6822 | Sean Barnett | Photovoltaic | Solar | 193 Chester Lane | Coats | NC | 27521 | T5480B02 | BAILEYS CROSSROADS 23KV | BENSON 230KV | 35.4209 | -78.6494
DEC | Distribution | CHKLIST-10194 |  |  | 1588897894 |  | Madison Solar, LLC | Madison Solar, LLC - Solar | Pending System Impact Study |  | 2000 | [5 empty] | NARENCO |  |  | (704) 615-3838 | Kelly Duke | Photovoltaic | Solar | 824 Webb Road | Ellenboro | NC | 28040 | 15901202 |  | Mooresboro Ret 1202 | 35.3036 | -81.7314
DEC | Distribution | CHKLIST-0873 |  |  |  |  | Innovative Solar 9, LLC-NM | Innovative Solar 9, LLC-Solar-Withdrawn | Withdrawn |  | 1996.4 | [8 empty] | (828) 215-9064 | Philisha Kirkpatrick | Photovoltaic | Solar | 199 St Pauls Rd | Hendersonville | NC | 28792 | 65171202 |  | Edneyville Ret 1202
DEP | Distribution | CHKLIST-10197 |  |  | 7700244846 |  | Grace Covenant Presbyterian Ch | Grace Covenant Presbyterian Ch - Solar Cancelled | Cancelled |  | 27 | [5 empty] | RUSSELL BLEVINS - 1172961466 |  |  | (828) 215-4512 | Edwin Malinowski | Photovoltaic | Solar | 789 Merrimon Ave. | Asheville | NC | 28804 | T0371B03 | MERRIMON AVENUE 23KV | BEAVERDAM 115KV | 35.6249 | -82.5531
DEC | Distribution | CHKLIST-0955 |  |  | 1505123042 |  | Penny Solar, LLC | Penny Solar, LLC-Solar-Withdrawn | Withdrawn |  | 5000 | [5 empty] | Sunlight Partners |  |  | (480) 924-5519 | Philisha Kirkpatrick | Photovoltaic | Solar | 2145 NC 62 East | Julian | NC | 27283 | 09061203 |  | Climax Ret 1203
DEC | Distribution | CHKLIST-0957 |  |  | 1762109858 |  | Lillie Solar, LLC | Lillie Solar, LLC-Solar - Withdrawn | Withdrawn |  | 5000 | [5 empty] | Sunlight Partners |  |  | (480) 924-5519 | Philisha Kirkpatrick | Photovoltaic | Solar | 6150 NC 61 North | Gibsonville | NC | 27249 | 11031201 |  | Gibsonville Dist 1201
DEC | Distribution | CHKLIST-0956 |  |  | 2034558721 |  | Beth Solar, LLC | Beth Solar, LLC-Solar | Energized |  | 5000 | [5 empty] | FLS Energy, Inc. |  |  | (480) 924-5519 | Philisha Kirkpatrick | Photovoltaic | Solar | 5803 Cadiz Rd | Julian | NC | 27283 | 09411208 |  | Tabernacle Church Ret 1208 | 35.9691 | -79.6192 | 2014-12-01
DEP | Distribution | CHKLIST-10113 |  |  |  |  | Dillon Solar, LLC | Dillon Solar, LLC - Solar | System Impact Study In Progress |  | 10560 | [5 empty] | Clean Energy, LLC |  |  | (864) 906-4759 | Sean Barnett | Photovoltaic | Solar | Wix Road | Dillon | SC | 29536 | T2750B04 | DILLON INDUSTRIAL 23KV | DILLON 115KV | 34.4518 | -79.4092
DEP | Distribution | CHKLIST-11734 |  |  |  |  | Harding Solar LLC | Harding Solar LLC - Solar | System Impact Study In Progress |  | 5000 | [5 empty] | NARENCO |  |  | (704) 716-8280 | Sean Barnett | Photovoltaic | Solar | 59 Franklin Jones Rd | Hookerton | NC | 28538 | T4230B04 | HULL ROAD 24KV | KINSTON 115KV | 35.3885 | -77.6073
DEC | Distribution | CHKLIST-2399 |  |  | 1385766759 |  | Al Solar, LLC | Al Solar, LLC-Solar - Withdrawn | Withdrawn |  | 4000 | [5 empty] | Sunlight Partners |  |  | (480) 924-5519 | Stewart Grantham | Photovoltaic | Solar | 9229 NC 150 | Reidsville | NC | 27320 | 17141205 |  | Williamsburg Ret 1205
DEC | Distribution | CHKLIST-2948 |  |  | 1796761923 |  | Mayodan Farm, LLC | Mayodan Farm, LLC - Solar - Withdrawn | Withdrawn |  | 4950 | [5 empty] | Strata Solar, LLC |  |  | (919) 960-6015 | Jerry Barton | Photovoltaic | Solar | 484 Philpott Road | Stoneville | NC | 27048 | 51061208 |  | Madison Ret 1208
DEC | Distribution | CHKLIST-8897 |  |  | 1962063019 |  | Old Caroleen Solar Farm LLC | Old Caroleen Solar Farm LLC - Solar | Pending Final Interconnection Agreement |  | 1998 | [5 empty] | ESA Renewables |  |  | (407) 474-4433 | Jerry Barton | Photovoltaic | Solar | 2046 Old Caroleen Rd | Forest City | NC | 28043 | 15161202 |  | Paradise Ret 1202 | 35.3043 | -81.8196
DEC | Distribution | CHKLIST-11013 |  |  | 1084495583 |  | Skram Furniture Co | Skram Furniture Co - Solar | Energized |  | 24 | [5 empty] | Yes! Solar Solutions | Drew | Chandler | (336) 222-6622 | Christopher Grant | Photovoltaic | Solar | 234 W Trade St | Burlington | NC | 27217 | 11020401 |  | N Park Dist 0401 | 36.0964 | -79.4352 | 2016-02-04
DEP | Distribution | CHKLIST-8719 |  |  |  |  | Roman Solar LLC | Roman Solar LLC - Solar | System Impact Study In Progress |  | 4500 | [5 empty] | Sunlight Partners |  |  | (480) 582-1540 | Sean Barnett | Photovoltaic | Solar | 621 Walker Avenue | Norlina | NC | 27563 | T5360B03 | NORLINA 23KV | WARRENTON 115KV | 36.4498 | -78.1949
DEP | Distribution | CHKLIST-8717 |  |  |  |  | June Solar LLC | June Solar LLC - Solar | System Impact Study In Progress |  | 4500 | [5 empty] | Sunlight Partners |  |  | (480) 582-1540 | Sean Barnett | Photovoltaic | Solar | 4040 Mitchell Rd. | Delco | NC | 28436 | T6250B02 | DELCO 23KV | DELCO 115KV | 34.3047 | -78.2838
DEP | Distribution | CHKLIST-8906 |  |  |  |  | Blue Bird Solar LLC | Blue Bird Solar, LLC- Solar | Pending System Impact Study |  | 4000 | [5 empty] | Sunlight Partners |  |  | (480) 582-1540 | Sean Barnett | Photovoltaic | Solar | 900 Mabry Mill Rd. | Henderson | NC | 27537 | T4770B01 | GREYSTONE 23KV | HENDERSON NORTH 115KV | 36.0282 | -77.9233
DEC | Distribution | CHKLIST-0593 |  |  | 1237260647 |  | Wright of Thomasville Inc. | Wright of Thomasville, Inc.- Solar | Energized |  | 83.72 | [5 empty] | United Renewable Energy, LLC | Julian | Dossche | (336) 422-4200 | Philisha Kirkpatrick | Photovoltaic | Solar | 1100 Unity St | Thomasville | NC | 27360 | 10151210 |  | E Thomasville Ret 1210 |  |  | 2012-01-19
DEP | Distribution | CHKLIST-9423 | 657 |  | 364-788-4307 | 758-079-0496 | Innovative Solar 98, LLC | Innovative Solar 98, LLC - Solar | Pending Customer Payment for Release to Construction |  | 5000 | [8 empty] | (828) 215-9064 | William Winslow | Photovoltaic | Solar | 1469 Lynchburg Hwy | Lynchburg | SC | 29080 | T3360B02 | LYNCHBURG 23KV | ELLIOTT 230KV | 34.0425 | -80.0376
DEP | Distribution | CHKLIST-8718 |  |  |  |  | Payne Solar LLC | Payne Solar LLC - Solar - Withdrawn | Withdrawn |  | 5000 | [5 empty] | Sunlight Partners |  |  | (480) 582-1540 | Vinita Moore | Photovoltaic | Solar | 1945 Shoo Fly Rd. | New Bern | NC | 28560 | T4074B01 | OLYMPIA 23KV | BRIDGETON 115KV | 35.2117 | -77.0399
DEP | Distribution | CHKLIST-8909 | 677 |  | 507-439-8750 | 303-982-6908 | Daystar Solar, LLC | Daystar Solar, LLC- Solar | Pending Customer Payment for Release to Construction | 1BTN77(Int. G&W), RSF89(SI G&W) | 5001 | [5 empty] | Sunlight Partners |  |  | (480) 582-1540 | Phillip Cathcart | Photovoltaic | Solar | 501 Harriett Lane | Pollocksville | NC | 28573 | T4276B02 | POLLOCKSVILLE 23KV | RHEMS 230KV | 35.5138 | -78.8024
DEC | Distribution | CHKLIST-8907 |  |  | 1845939407 |  | Active Concepts LLC | Active Concepts LLC - Solar | Energized |  | 75 | [5 empty] | Southoward Solar Designs Inc |  |  | (704) 276-7100 | Vinita Moore | Photovoltaic | Solar | 109 Technology Dr | Lincolnton | NC | 28092 | 79031212 |  | Lincolnton Tie 1212 | 35.476 | -81.2165 | 2015-07-13
DEP | Distribution | CHKLIST-8722 |  |  |  |  | Liberty Solar LLC | Liberty Solar LLC - Solar - Withdrawn | Withdrawn |  | 5000 | [5 empty] | Green State Power |  |  | (336) 446-9382 | Bryan Griffin | Photovoltaic | Solar | Approx. 4700 York Martin Rd | Liberty | NC | 27298 | T1330B04 | LIBERTY WEST 23KV | LIBERTY 115KV | 35.8693 | -79.5843
DEP | Distribution | CHKLIST-8911 | 666 |  | 768-610-3123 | 394-034-6012 | Deep Branch Farm, LLC | Deep Branch Farm, LLC- Solar | Pending Construction | 1BTH57 (Recloser) / 1BTH58 (Meter) | 4800 | [5 empty] | Strata Solar Development LLC |  |  | (919) 960-6015 | William Winslow | Photovoltaic | Solar | 818 S Jones St | Pembroke | NC | 28372 | T2247B02 | PEMBROKE COLLEGE 23KV | PEMBROKE 115KV | 34.673 | -79.1974
DEC | Distribution | CHKLIST-1043 |  |  | 1282047080 |  | Innovative Solar 14, LLC | Innovative Solar 14, LLC-Solar | Energized |  | 1996.4 | [5 empty] | FLS Energy, Inc. |  |  | (801) 679-3507 | Philisha Kirkpatrick | Photovoltaic | Solar | 39 Laycock Rd. | Hendersonville | NC | 28792 | 65171204 |  | Edneyville Ret 1204 | 35.3687 | -82.3589 | 2014-08-14
DEC | Distribution | CHKLIST-1025 |  |  | 1359927238 |  | IKEA Property, Inc | IKEA Property, Inc- Solar | Energized |  | 790 | [5 empty] | Gehrlicher Solar America Corp |  |  | (610) 834-0180 | Jerry Barton | Photovoltaic | Solar | 8300 IKEA Blvd | Charlotte | NC | 28206 | 01271206 |  | Mallard Creek Ret 1206 |  |  | 2013-05-30
DEC | Distribution | CHKLIST-2321 |  |  | 1230143917 |  | Webb Solar Farm, LLC | Webb Solar Farm, LLC- Solar - Cancelled | Cancelled |  | 4500 | [5 empty] | Strata Solar, LLC |  |  | (919) 960-6015 | Stewart Grantham | Photovoltaic | Solar | 8151 Webbs Road | Denver | NC | 28037 | 79221202 |  | Webbs Chapel Ret 1202
DEC | Distribution | CHKLIST-11212 |  |  | 1903708531 |  | Dolgencorp, LLC - 1903708531 | Dolgencorp, LLC - 1903708531 - Solar - Withdrawn | Withdrawn |  | 40 | [5 empty] | Renewvia Energy Corporation |  |  | (615) 855-4643 | Christopher Grant | Photovoltaic | Solar | 5392 N Main St | Cowpens | SC | 29330 | 60191202 |  | Cowpens Ret 1202 | 35.0191 | -81.8029
DEP | Distribution | CHKLIST-9028 | 674 |  | 131-851-4146 | 312-199-5116 | Grove Solar LLC | Grove Solar LLC - Solar | Pending Customer Response for Study | 1BWC90(G&W) | 5010 | [5 empty] | Sunlight Partners |  |  | (480) 582-1540 | William Winslow | Photovoltaic | Solar | 1100 Washington Post Rd | New Bern | NC | 28560 | T4255B01 | SPRING GARDEN 23KV | NEW BERN WEST 230KV | 35.1692 | -77.1182
DEC | Distribution | CHKLIST-2320 |  |  | 1961682508 |  | Riverbend Solar Farm, LLC | Riverbend Solar Farm, LLC- Solar - Cancelled | Cancelled |  | 4500 | [5 empty] | Strata Solar, LLC |  |  | (919) 960-6015 | Stewart Grantham | Photovoltaic | Solar | 4979 N NC 16 Hwy | Conover | NC | 28613 | 13341201 |  | Catfish Ret 1201
DEC | Distribution | CHKLIST-0605 |  |  |  |  | William Graham Adams Jr. | William Graham Adams Jr.-Solar Cancelled | Cancelled |  | 100 | [5 empty] | The Adams Group | Graham | Adams | (980) 254-7823 | Philisha Kirkpatrick | Photovoltaic | Solar | 1910 Lynwood Drive | Greensboro | NC | 27408 | 09052404 |  | Vandalia Ret 2404 | 35.9933 | -79.7355
DEP | Distribution | CHKLIST-9832 |  |  |  |  | Ledge Creek Solar, LLC | Ledge Creek Solar, LLC - Solar | Pending Fast Track Review |  | 1999 | [5 empty] | Cypress Creek Renewables, LLC | Don | Nista | (310) 581-6299 | Sean Barnett | Photovoltaic | Solar | Old Route 75 | Stem | NC | 27581 | T5085B02 | STEM 23KV | OXFORD SOUTH 230KV | 36.2101 | -78.7262
DEC | Distribution | CHKLIST-2329 |  |  | 1788515217 |  | Congolina, LLC | Congolina, LLC- Solar-Cancelled | Cancelled |  | 1000 | [5 empty] | Argand Energy Solutions |  |  | (980) 297-2881 | Stewart Grantham | Photovoltaic | Solar | 5911 Bush Road | Brown Summit | NC | 27214 | 09252404 |  | Denny Rd Ret 2404
DEC | Distribution | Project 12483 |  |  | 1234984375 |  | Tamarama Solar LLC | Tamarama Solar LLC - Solar | Pending System Impact Study |  | 5000 | [5 empty] | Cypress Creek Renewables, LLC | Don | Nista | (310) 581-6299 | Jerry Barton | Photovoltaic | Solar | Old Climax Rd | Pleasant Garden | NC | 27313 | 09061204 |  | Climax Ret 1204 | 35.9055 | -79.7378
DEP | Distribution | CHKLIST-9025 |  |  |  |  | Country Oak Solar Farm LLC | Country Oak Solar Farm LLC - Solar | Pending System Impact Study |  | 2000 | [5 empty] | ESA Renewables |  |  | (407) 474-4433 | Sean Barnett | Photovoltaic | Solar | 424 Airport Rd | Warrenton | NC | 27589 | T5360B02 | WARRENTON 23KV | WARRENTON 115KV | 36.4202 | -78.1312
DEP | Distribution | CHKLIST-9031 | 659 |  | 5480961746 |  | Hippodrome Enterprises, INC | Hippodrome Enterprises, INC- Solar | Pending Final Interconnection Agreement |  | 23.28 | [5 empty] | Haynes Energy Solutions |  |  | (828) 252-7291 | Sean Barnett | Photovoltaic | Solar | 75 Swannanoa River Rd. | Asheville | NC | 28805 | T0372B05 | WHITE PINE 12KV | BILTMORE 115KV | 35.5713 | -82.5379
DEC | Distribution | CHKLIST-10201 |  |  | 1632210963 |  | United Sewing Machines Sales, LLC | United Sewing Machine Sales, LLC - Solar | Energized |  | 301.95 | [5 empty] | Global Energy Products |  |  | (828) 327-0115 | Jerry Barton | Photovoltaic | Solar | 108 GE Plant Rd SW | Conover | NC | 28612 | 13181212 |  | Oyama Ret 1212 | 35.7178 | -81.2597 | 2015-12-31
DEC | Distribution | CHKLIST-2790 |  |  | 1392293624 |  | Innovative Solar 25, LLC | Innovative Solar 25, LLC- Solar - Cancelled | Cancelled |  | 2500 | [5 empty] | Self Installed - NC |  |  | (828) 215-9064 | Kelly Duke | Photovoltaic | Solar | 2439 S Post Rd | Shelby | NC | 28152 | 16861202 |  | Christopher Rd Ret 1202
DEC | Distribution | CHKLIST-0654 |  |  | 1748800760 |  | Foothills Wineworx Inc | Foothills Wineworx Inc.-Solar | Energized |  | 24 | [5 empty] | Bresco Ltd. | Bill | Poteat | (828) 584-4551 | Philisha Kirkpatrick | Photovoltaic | Solar | 204 E Main ST | Glen Alpine | NC | 28628 | 13071202 |  | Glen Alpine Ret 1202 |  |  | 2011-12-14
DEC | Distribution | CHKLIST-10623 |  |  | 2129989358 |  | C.T. Wilson Properties, LLC | C.T. Wilson Properties, LLC - Kent Corner - Solar | Energized |  | 23 | [5 empty] | Baker Renewable Energy | Kelli | Clark | (919) 383-2532 | Christopher Grant | Photovoltaic | Solar | 1121 W. Chapel Hill St. | Durham | NC | 27701 | 14121209 |  | Green St Ret 1209 | 35.9967 | -78.9172 | 2016-04-01
DEP | Distribution | CHKLIST-9026 |  |  |  |  | Whitt Town Solar LLC | Whitt Town Solar LLC - Solar | System Impact Study In Progress |  | 4800 | [5 empty] | Cypress Creek Renewables, LLC | Don | Nista | (310) 581-6299 | Sean Barnett | Photovoltaic | Solar | Whitt Town Rd | Roxboro | NC | 27574 | T5230B03 | BUSHY FORK 23KV | ROXBORO SOUTH 230KV | 36.3519 | -79.0209
DEC | Distribution | CHKLIST-2953 |  |  | 1412983501 |  | Ostrich Farm, LLC | Ostrich Farm - LLC - Cancelled | Cancelled |  | 4950 | [5 empty] | Strata Solar, LLC |  |  | (919) 960-6015 | Jerry Barton | Photovoltaic | Solar | 2584 North Carolina 87 | Reidsville | NC | 27320 | 17141206 |  | Williamsburg Ret 1206
DEC | Distribution | CHKLIST-0624 |  |  | 1644302317 |  | Active Concepts, LLC | Active Concepts, LLC-Solar | Energized |  | 75 | [5 empty] | Howard Construction Company of Lincolnton, Inc. |  |  | (704) 276-7093 | Philisha Kirkpatrick | Photovoltaic | Solar | 107 Technology Drive | Lincolnton | NC | 28092 | 79031212 |  | Lincolnton Tie 1212 | 35.4737 | -81.2545 | 2011-12-16
DEC | Distribution | CHKLIST-2954 |  |  | 1284532054 |  | Madison Fulp Farm LLC | Madison Fulp Solar - LLC - Withdrawn | Withdrawn |  | 4950 | [5 empty] | Strata Solar, LLC |  |  | (916) 960-6015 | Jerry Barton | Photovoltaic | Solar | 612 Island Drive | Madison | NC | 27025 | 51061206 |  | Madison Ret 1206
DEC | Distribution | CHKLIST-2787 |  |  | 1281271830 |  | Innovative Solar 22, LLC | Innovative Solar 22, LLC- Solar - Cancelled | Cancelled |  | 2500 | [5 empty] | Self Installed - NC |  |  | (828) 215-9064 | Kelly Duke | Photovoltaic | Solar | 142 Peachtree St. | Lattimore | NC | 28089 | 16901205 |  | Mooresboro Ret 1205
DEC | Distribution | CHKLIST-2789 |  |  | 1427973766 |  | Innovative Solar 24, LLC | Innovative Solar 24, LLC- Solar - Cancelled | Cancelled |  | 2500 | [5 empty] | Self Installed - NC |  |  | (828) 215-9064 | Kelly Duke | Photovoltaic | Solar | 5704 Fallston Rd | Lawndale | NC | 28090 | 16651203 |  | Belwood Ret 1203
DEP | Distribution | CHKLIST-9024 |  |  |  |  | ESA Goldsboro NC LLC | ESA Goldsboro NC LLC - Solar | System Impact Study In Progress |  | 2000 | [5 empty] | ESA Renewables |  |  | (407) 474-4433 | Sean Barnett | Photovoltaic | Solar | 4050 N US 13 Highway | Goldsboro | NC | 27530 | T5754B01 | US 13 NORTH 24KV | GOLDSBORO LANGSTON 115KV | 35.4396 | -77.8523
DEC | Distribution | CHKLIST-9838 |  |  | 0004432096 |  | United Church of Chapel HIll | United Church of Chapel HIll- Solar | Energized |  | 80 | [5 empty] | Yes! Solar Solutions | Drew | Chandler | (919) 942-3540 | Christopher Grant | Photovoltaic | Solar | 1321 Martin Luther Boulevard | Chapel Hill | NC | 27514 | 19061209 |  | Homestead Ret 1209 | 35.9525 | -79.059 | 2015-11-05
DEP | Distribution | CHKLIST-9837 | 589 |  | 4889156552 |  | United States Cold Storage Inc - 4889156552 -NM | United States Cold Storage Inc- 4889156552 -NM - Solar | Under Construction |  | 1000 | [5 empty] | Mangan Renewables | Bob | Keisling | (856) 354-8189 | Sean Barnett | Photovoltaic | Solar | 2901 Kenny Biggs Rd | Lumberton | NC | 28358 | T2210B02 | I-95 23KV | LUMBERTON 115KV | 34.6087 | -79.0419
DEC | Distribution | CHKLIST-2791 |  |  | 11132349679 |  | Innovative Solar 26, LLC | Innovative Solar 26, LLC- Solar | Energized |  | 2000 | [5 empty] | FLS Energy, Inc. |  |  | (828) 233-8117 | Kelly Duke | Photovoltaic | Solar | 358 I-40 Access Rd | Hildebran | NC | 28637 | 13351202 |  | Longview Ret 1202 | 35.7108 | -81.4137 | 2015-12-02
DEC | Distribution | CHKLIST-0872 |  |  | 1369987685 |  | Innovative Solar 4, LLC | Innovative Solar 4, LLC-Solar - Cancelled | Cancelled |  | 1500 | [5 empty] | Innovative Solar Systems, LLC | John | Green | (828) 215-9064 | Philisha Kirkpatrick | Photovoltaic | Solar | 3715 Chimney Rock Rd | Hendersonville | NC | 28732 | 65171202 |  | Edneyville Ret 1202
DEC | Distribution | CHKLIST-1007 |  |  | 1987761852 |  | McCraw Farm, LLC | McCraw Farm, LLC-Solar-Withdrawn | Withdrawn |  | 5000 | [5 empty] | Strata Solar, LLC |  |  | (919) 960-6015 | Philisha Kirkpatrick | Photovoltaic | Solar | 2438 McCraw Rd, | Mooresboro | NC | 28114 | 60351202 |  | Grassy Pond Ret 1202
DEC | Distribution | CHKLIST-0626 |  |  | 1584855275 |  | Tencarva Machinery Company | Tencarva Machinery Company-Solar | Energized |  | 175 | [5 empty] | Strata Solar, LLC |  |  | (336) 665-1435 | Philisha Kirkpatrick | Photovoltaic | Solar | 1115 Pleasant Ridge Road | Greensboro | NC | 27409 | 09502412 |  | Colfax Ret 2412 | 36.1072 | -79.9836 | 2012-01-28
DEC | Distribution | CHKLIST-1051 |  |  | 1911093937 |  | Charlie Solar, LLC | Charlie Solar, LLC- Solar | Energized |  | 5000 | [5 empty] | FLS Energy, Inc. |  |  | (480) 924-5519 | Philisha Kirkpatrick | Photovoltaic | Solar | 3448 Alamance Church Road | Julian | NC | 27283 | 09111201 |  | Kimesville Ret 1201 | 35.9745 | -79.6109 | 2014-12-12
DEP | Distribution | CHKLIST-9842 | 590 |  | 4497387037 |  | United States Cold Storage Inc - 4497387037 - NM | United States Cold Storage Inc- 4497387037 -NM - Solar | Under Construction |  | 1000 | [5 empty] | Mangan Renewables | Bob | Keisling | (856) 354-8189 | Sean Barnett | Photovoltaic | Solar | 2901 Kenny Biggs Rd | Lumberton | NC | 28358 | T2210B02 | I-95 23KV | LUMBERTON 115KV | 34.6087 | -79.0419
DEC | Distribution | CHKLIST-9850 |  |  | 1671819599 |  | Strata Solar Murdock, LLC | Strata Solar Murdock, LLC - Solar - Withdrawn | Withdrawn |  | 768 | [5 empty] | Strata Solar, LLC |  |  | (919) 960-6015 | Kelly Duke | Photovoltaic | Solar | 350 Old Murdock Road | Troutman | NC | 28166 | 80811202 |  | Murdock Rd Ret 1202 | 35.7146 | -80.8873
DEC | Distribution | CHKLIST-1050 |  |  | 1922448033 |  | Buster Solar, LLC | Buster Solar, LLC- Solar Withdrawn | Withdrawn |  | 5000 | [5 empty] | Sunlight Partners |  |  | (480) 924-5519 | Philisha Kirkpatrick | Photovoltaic | Solar | 872 Grey Fox Trail | Graham | NC | 27253 | 11191202 |  | Swepsonville Tie 1202
DEC | Distribution | CHKLIST-0985 |  |  | 1643608391 |  | Bradley Solar | Bradley Solar,LLC-Solar-Withdrawn | Withdrawn |  | 5000 | [5 empty] | Sunlight Partners |  |  | (480) 924-5519 | Philisha Kirkpatrick | Photovoltaic | Solar | 6139 Smithwood Rd | Liberty | NC | 27298 | 16901204 |  | Mooresboro Ret 1204
DEP | Distribution | CHKLIST-10617 |  |  |  |  | Enerparc, Inc - 645 Gurganus Rd | Enerparc, Inc - 645 Gurganus Rd - Solar | Fast Track Review In Progress |  | 1980 | [5 empty] | Enerparc Inc | Peter | Davis | (415) 866-7450 | Sean Barnett | Photovoltaic | Solar | 645 Gurganus Rd | Mapel Hill | NC | 28454 | T4210B13 | MAPLE STREET 23 KV | JACKSONVILLE CITY 115 KV | 34.7429 | -77.655
DEP | Distribution | CHKLIST-10614 |  |  |  |  | Enerparc Inc - Calico Bay Rd | Enerparc Inc - Calico Bay Rd - Solar | Pending Customer Response for Study |  | 5000 | [5 empty] | Enerparc Inc | Peter | Davis | (415) 866-7450 | Sean Barnett | Photovoltaic | Solar | Calico Bay Rd | Teachey | NC | 28464 | T4410B11 | TEACHEY 23KV | WALLACE 115KV | 34.7564 | -78.0114
DEC | Distribution | CHKLIST-5952 |  |  | 0001428743 |  | Charlotte Mecklenburg Utility Department | Charlotte Mecklenburg Utility Department - Solar | Fast Track Review In Progress |  | 300 | [8 empty] | (508) 598-3010 | Kelly Duke | Photovoltaic | Solar | 5301 Closeburn Rd | Charlotte | NC | 28210 | 01161204 |  | Park Rd Ret 1204
DEC | Distribution | CHKLIST-1052 |  |  | 1911549824 |  | Sophie Solar, LLC | Sophie Solar, LLC-Solar | Energized |  | 4500 | [5 empty] | Conergy, Inc |  |  | (786) 575-3808 | Jerry Barton | Photovoltaic | Solar | 3495 Lattimore Road | Mooresboro | NC | 28114 | 16901204 |  | Mooresboro Ret 1204 | 35.3031 | -81.6958 | 2016-04-06
DEC | Distribution | CHKLIST-0984 |  |  | 1961131840 |  | Milo Solar, LLC | Milo Solar, LLC-Solar | Energized |  | 3000 | [5 empty] | Conergy, Inc |  |  | (786) 575-3808 | Jerry Barton | Photovoltaic | Solar | 2153 McCray Rd | Burlington | NC | 27217 | 11181203 |  | Pleasant Grove Ret 1203 | 36.1521 | -79.3521 | 2016-03-21
DEC | Distribution | CHKLIST-0983 |  |  | 1606826496 |  | Minnie Solar, LLC | Minnie Solar, LLC-Solar | Energized |  | 3000 | [5 empty] | Conergy, Inc |  |  | (786) 575-3808 | Jerry Barton | Photovoltaic | Solar | 5287 Lindley Mill Rd | Graham | NC | 27253 | 11151201 |  | Saxapahaw Ret 1201 | 35.9473 | -79.3613 | 2016-03-21
DEC | Distribution | CHKLIST-11211 |  |  | 1097668826 |  | Dolgencorp, Inc - 1097668826 | Dolgencorp, Inc - 1097668826 - Solar - Withdrawn | Withdrawn |  | 40 | [5 empty] | Renewvia Energy Corporation |  |  | (615) 855-4634 | Christopher Grant | Photovoltaic | Solar | 5615 Hwy 81 S | Starr | SC | 29684 | 04311205 |  | Flat Rock Ret 1205 | 34.4238 | -82.6688
DEP | Distribution | CHKLIST-11068 |  |  |  |  | Tides Lane Farm Solar, LLC | Tides Lane Farm Solar, LLC-Solar | System Impact Study In Progress |  | 4998 | [5 empty] | Carolina Solar Energy II, LLC |  |  | (919) 682-6822 | Sean Barnett | Photovoltaic | Solar | 150 Tides Lane | Louisburg | NC | 27549 | T4930B02 | LOUISBURG INDUSTRIAL 23KV | LOUISBURG 115KV | 36.0704 | -78.9091
DEC | Distribution | CHKLIST-11123 |  |  | 1917001448 |  | Conergy Projects Inc - Archer | Conergy Projects Inc - Archer - Solar | Pending System Impact Study |  | 10000 | [5 empty] | Conergy Projects Inc - Archer |  |  | (914) 334-1900 | Jerry Barton | Photovoltaic | Solar | Vern Cora Rd | Laurens | SC | 29360 | 07531204 |  | Blakley Ret 1204 | 34.5468 | -81.9936
DEC | Distribution | CHKLIST-11067 |  |  | 1691691007 |  | Inman Solar - Newberry Site | Inman Solar - Newberry Site - Solar | Pending Customer Response for IR |  | 10000 | [5 empty] | Inman Solar |  |  | (404) 502-1915 | Kelly Duke | Photovoltaic | Solar | Industrial Park Road | Newberry | SC | 29108 | 07472410 |  | Newberry Main 2410 | 34.2459 | -81.6413
DEC | Distribution | [5 empty] | Patrick Yarns USA, Inc | Patrick Yarns USA, Inc | Energized |  | 81.08 | [8 empty] | (704) 739-4119 | Shane Judd | Photovoltaic | Solar | 501 York Road | Kings Mountain | NC | 28086 | 79361203 |  | Crowders Creek Ret 1203 | 35.234 | -81.3319
DEC | Distribution |  |  |  | 1521829053 |  | Metromont Corporation - 1521829053 | Metromont Corporation - 1521829053 - Solar - Superseded | Superseded |  | 140 | [8 empty] | (864) 605-5000 | Jerry Barton | Photovoltaic | Solar | 2802 White Horse Rd | Greenville | SC | 29611 | 02051208 |  | Bainbridge Ret 1208 | 34.4837 | -82.255
DEP | Distribution | [5 empty] | Bond Solar, LLC | Bond Solar, LLC - Solar - Canceled/Duplicate | Cancelled |  | 2000 | [5 empty] | Solbridge |  |  | (843) 906-4759 | Edwin Malinowski | Photovoltaic | Solar | Gibson Rd and Mayzek St | Summerton | SC | 29148 | T3965B01 | SUMMERTON 23KV | SUMMERTON 230KV | 33.3766 | -80.2146
DEC | Distribution |  |  |  | 1539890825 |  | Fresh Air Energy XXIX LLC - High Shoals Rd | Fresh Air Energy XXIX LLC - High Shoals Rd - Solar | Pending |  | 3500 | [5 empty] | Ecoplexus, Inc- Installer | Mattan | Shrager | (415) 626-1802 | Kelly Duke | Photovoltaic | Solar | 601 High Shoals Rd | High Shoals | NC | 28092 | 79091201 |  | High Shoals Ret 1201 | 35.3955 | -81.219
DEP | Distribution | [5 empty] | White Oak Solar | White Oak Solar - Solar - Cancelled | Cancelled |  | 3500 | [5 empty] | Pinegate Development |  |  | (407) 963-2391 | Vinita Moore | Photovoltaic | Solar | White Oak Rd | Garner | NC | 27529 | T4730B12 | RAYNOR ROAD 24KV | GARNER WHITE OAK 230KV | 35.662 | -78.553

## ESRI_MAPINFO_SHEET (hidden)
DO NOT EDIT
For Esri use only