## Sections_HOLLY
New | Line.105495__103374096 | Bus1=103007630 | Bus2=103135359 | Switch=T
New | SwtControl.105495__103374096 | SwitchedObj=LINE.105495__103374096 | SwitchedTerm=2 | Action=Closed | Lock=no
New | Line.13L570__2701321 | Bus1=26679485 | Bus2=27137075 | Switch=T
New | SwtControl.13L570__2701321 | SwitchedObj=LINE.13L570__2701321 | SwitchedTerm=2 | Action=Closed | Lock=no
New | Line.106804__2701104 | Bus1=27136858 | Bus2=25836854 | Switch=T
New | SwtControl.106804__2701104 | SwitchedObj=LINE.106804__2701104 | SwitchedTerm=2 | Action=Closed | Lock=no
New | Line.106804__2701105 | Bus1=25836854 | Bus2=27136859 | Switch=T
New | SwtControl.106804__2701105 | SwitchedObj=LINE.106804__2701105 | SwitchedTerm=2 | Action=Closed | Lock=no
New | Line.144378__2701336 | Bus1=26776430 | Bus2=27137090 | Switch=T
New | SwtControl.144378__2701336 | SwitchedObj=LINE.144378__2701336 | SwitchedTerm=2 | Action=Closed | Lock=no
New | Line.106804__2701106 | Bus1=25836854 | Bus2=27136860 | Switch=T
New | SwtControl.106804__2701106 | SwitchedObj=LINE.106804__2701106 | SwitchedTerm=2 | Action=Closed | Lock=no
New | Line.13L570__2701322 | Bus1=27137076 | Bus2=26679485 | Switch=T
New | SwtControl.13L570__2701322 | SwitchedObj=LINE.13L570__2701322 | SwitchedTerm=2 | Action=Closed | Lock=no
New | Line.18GC33__105326050 | Bus1=103626605 | Bus2=103626606 | Switch=T
New | SwtControl.18GC33__105326050 | SwitchedObj=LINE.18GC33__105326050 | SwitchedTerm=2 | Action=Closed | Lock=no
New | Line.106800__2701100 | Bus1=25836861 | Bus2=27136854 | Switch=T
New | SwtControl.106800__2701100 | SwitchedObj=LINE.106800__2701100 | SwitchedTerm=2 | Action=Closed | Lock=no
New | Line.186Q94__104672522 | Bus1=103527277 | Bus2=103527276 | Switch=T
New | SwtControl.186Q94__104672522 | SwitchedObj=LINE.186Q94__104672522 | SwitchedTerm=2 | Action=Closed | Lock=no
New | Line.186Q94__104672521 | Bus1=103527276 | Bus2=103527275 | Switch=T
New | SwtControl.186Q94__104672521 | SwitchedObj=LINE.186Q94__104672521 | SwitchedTerm=2 | Action=Closed | Lock=no
New | Line.17MN18__104282587 | Bus1=103383300 | Bus2=103383301 | Switch=T
New | SwtControl.17MN18__104282587 | SwitchedObj=LINE.17MN18__104282587 | SwitchedTerm=2 | Action=Closed | Lock=no
New | Line.17MN18__104282586 | Bus1=103383301 | Bus2=103383302 | Switch=T
New | SwtControl.17MN18__104282586 | SwitchedObj=LINE.17MN18__104282586 | SwitchedTerm=2 | Action=Closed | Lock=no
New | Line.CBR27__2700959 | Bus1=1105418 | Bus2=27136713 | Switch=T
New | SwtControl.CBR27__2700959 | SwitchedObj=LINE.CBR27__2700959 | SwitchedTerm=2 | Action=Closed | Lock=no
New | Line.CBR27__2700958 | Bus1=27136712 | Bus2=1105418 | Switch=T
New | SwtControl.CBR27__2700958 | SwitchedObj=LINE.CBR27__2700958 | SwitchedTerm=2 | Action=Closed | Lock=no
New | Line.183Y96__104696222 | Bus1=103537190 | Bus2=103537122 | Switch=T
New | SwtControl.183Y96__104696222 | SwitchedObj=LINE.183Y96__104696222 | SwitchedTerm=2 | Action=Closed | Lock=no
New | Line.14Q055__103041320 | Bus1=103016834 | Bus2=103016849 | Switch=T
New | SwtControl.14Q055__103041320 | SwitchedObj=LINE.14Q055__103041320 | SwitchedTerm=2 | Action=Closed | Lock=no
New | Line.14Q055__103041321 | Bus1=103016839 | Bus2=103016834 | Switch=T
New | SwtControl.14Q055__103041321 | SwitchedObj=LINE.14Q055__103041321 | SwitchedTerm=2 | Action=Closed | Lock=no
New | Line.G2403__2693084 | Bus1=1140149 | Bus2=26999407 | Switch=T
New | SwtControl.G2403__2693084 | SwitchedObj=LINE.G2403__2693084 | SwitchedTerm=2 | Action=Closed | Lock=no
New | Line.G2402__2693085 | Bus1=25747796 | Bus2=26999408 | Switch=T
New | SwtControl.G2402__2693085 | SwitchedObj=LINE.G2402__2693085 | SwitchedTerm=2 | Action=Closed | Lock=no
New | Line.8DR30__2693046 | Bus1=25426802 | Bus2=26999369 | Switch=T
New | SwtControl.8DR30__2693046 | SwitchedObj=LINE.8DR30__2693046 | SwitchedTerm=2 | Action=Closed | Lock=no
New | Line.G2402__2693086 | Bus1=26999409 | Bus2=25747796 | Switch=T
New | SwtControl.G2402__2693086 | SwitchedObj=LINE.G2402__2693086 | SwitchedTerm=2 | Action=Closed | Lock=no
New | Line.G2403__2693083 | Bus1=26999406 | Bus2=1140149 | Switch=T
New | SwtControl.G2403__2693083 | SwitchedObj=LINE.G2403__2693083 | SwitchedTerm=2 | Action=Closed | Lock=no
New | Line.8DR30__2693045 | Bus1=26999368 | Bus2=25426802 | Switch=T
New | SwtControl.8DR30__2693045 | SwitchedObj=LINE.8DR30__2693045 | SwitchedTerm=2 | Action=Closed | Lock=no
New | Line.8DR36__2693047 | Bus1=25497403 | Bus2=26999370 | Switch=T
New | SwtControl.8DR36__2693047 | SwitchedObj=LINE.8DR36__2693047 | SwitchedTerm=2 | Action=Closed | Lock=no
New | Line.7NX73__2692946 | Bus1=25734565 | Bus2=103079718 | Switch=T
New | SwtControl.7NX73__2692946 | SwitchedObj=LINE.7NX73__2692946 | SwitchedTerm=2 | Action=Closed | Lock=no
New | Line.7NX73__2692947 | Bus1=26999270 | Bus2=25734565 | Switch=T
New | SwtControl.7NX73__2692947 | SwitchedObj=LINE.7NX73__2692947 | SwitchedTerm=2 | Action=Closed | Lock=no
New | Line.9WF49__2701060 | Bus1=25876081 | Bus2=27136814 | Switch=T
New | SwtControl.9WF49__2701060 | SwitchedObj=LINE.9WF49__2701060 | SwitchedTerm=2 | Action=Closed | Lock=no
New | Line.102L21__2701174 | Bus1=26755198 | Bus2=27136928 | Switch=T
New | SwtControl.102L21__2701174 | SwitchedObj=LINE.102L21__2701174 | SwitchedTerm=2 | Action=Closed | Lock=no
New | Line.102L21__2701175 | Bus1=27136929 | Bus2=26755198 | Switch=T
New | SwtControl.102L21__2701175 | SwitchedObj=LINE.102L21__2701175 | SwitchedTerm=2 | Action=Closed | Lock=no
New | Line.17KH67__104218262 | Bus1=103359063 | Bus2=103359064 | Switch=T
New | SwtControl.17KH67__104218262 | SwitchedObj=LINE.17KH67__104218262 | SwitchedTerm=2 | Action=Closed | Lock=no
New | Line.17KH67__104218263 | Bus1=103359062 | Bus2=103359063 | Switch=T
New | SwtControl.17KH67__104218263 | SwitchedObj=LINE.17KH67__104218263 | SwitchedTerm=2 | Action=Closed | Lock=no
New | Line.102L19__2701170 | Bus1=27136924 | Bus2=26755197 | Switch=T
New | SwtControl.102L19__2701170 | SwitchedObj=LINE.102L19__2701170 | SwitchedTerm=2 | Action=Closed | Lock=no
New | Line.8DR36__2693048 | Bus1=26999371 | Bus2=25497403 | Switch=T
New | SwtControl.8DR36__2693048 | SwitchedObj=LINE.8DR36__2693048 | SwitchedTerm=2 | Action=Closed | Lock=no
!New | Line.8DT97__2693891 | Bus1=27000214 | Bus2=T4795B23_10000002 | Switch=T
!New | SwtControl.8DT97__2693891 | SwitchedObj=LINE.8DT97__2693891 | SwitchedTerm=2 | Action=Open | Lock=no
!New | Line.102L19__2701171 | Bus1=26755197 | Bus2=27136925 | Switch=T
!New | SwtControl.102L19__2701171 | SwitchedObj=LINE.102L19__2701171 | SwitchedTerm=2 | Action=Open | Lock=no
New | Line.14G317__2679983 | Bus1=27146923 | Bus2=103016798 | Switch=T
New | SwtControl.14G317__2679983 | SwitchedObj=LINE.14G317__2679983 | SwitchedTerm=2 | Action=Closed | Lock=no
New | Line.14G317__2679982 | Bus1=103036415 | Bus2=27146922 | Switch=T
New | SwtControl.14G317__2679982 | SwitchedObj=LINE.14G317__2679982 | SwitchedTerm=2 | Action=Closed | Lock=no
New | Line.U602BH__2692833 | Bus1=26999156 | Bus2=1139987 | Switch=T
New | SwtControl.U602BH__2692833 | SwitchedObj=LINE.U602BH__2692833 | SwitchedTerm=2 | Action=Closed | Lock=no
New | Line.U600BH__2692822 | Bus1=26999145 | Bus2=1140076 | Switch=T
New | SwtControl.U600BH__2692822 | SwitchedObj=LINE.U600BH__2692822 | SwitchedTerm=2 | Action=Closed | Lock=no
New | Line.14L465__2700819 | Bus1=103045212 | Bus2=26887559 | Switch=T
New | SwtControl.14L465__2700819 | SwitchedObj=LINE.14L465__2700819 | SwitchedTerm=2 | Action=Closed | Lock=no
New | Line.U600BH__2692821 | Bus1=1140076 | Bus2=26999144 | Switch=T
New | SwtControl.U600BH__2692821 | SwitchedObj=LINE.U600BH__2692821 | SwitchedTerm=2 | Action=Closed | Lock=no
New | Line.9AM84__2693537 | Bus1=25631609 | Bus2=26999860 | Switch=T
New | SwtControl.9AM84__2693537 | SwitchedObj=LINE.9AM84__2693537 | SwitchedTerm=2 | Action=Closed | Lock=no
New | Line.102L18__2701168 | Bus1=25750597 | Bus2=27136922 | Switch=T
New | SwtControl.102L18__2701168 | SwitchedObj=LINE.102L18__2701168 | SwitchedTerm=2 | Action=Closed | Lock=no
New | Line.9AM84__2693536 | Bus1=26999859 | Bus2=25631609 | Switch=T
New | SwtControl.9AM84__2693536 | SwitchedObj=LINE.9AM84__2693536 | SwitchedTerm=2 | Action=Closed | Lock=no
!New | Line.9AM85__2693535 | Bus1=25631608 | Bus2=26999858 | Switch=T
!New | SwtControl.9AM85__2693535 | SwitchedObj=LINE.9AM85__2693535 | SwitchedTerm=2 | Action=Open | Lock=no
New | Line.9AM89__2693539 | Bus1=25631613 | Bus2=26999862 | Switch=T
New | SwtControl.9AM89__2693539 | SwitchedObj=LINE.9AM89__2693539 | SwitchedTerm=2 | Action=Closed | Lock=no
New | Line.102L18__2701169 | Bus1=27136923 | Bus2=25750597 | Switch=T
New | SwtControl.102L18__2701169 | SwitchedObj=LINE.102L18__2701169 | SwitchedTerm=2 | Action=Closed | Lock=no
New | Line.9AM85__2693534 | Bus1=26999857 | Bus2=25631608 | Switch=T
New | SwtControl.9AM85__2693534 | SwitchedObj=LINE.9AM85__2693534 | SwitchedTerm=2 | Action=Closed | Lock=no
New | Line.9AM89__2693538 | Bus1=26999861 | Bus2=25631613 | Switch=T
New | SwtControl.9AM89__2693538 | SwitchedObj=LINE.9AM89__2693538 | SwitchedTerm=2 | Action=Closed | Lock=no
New | Line.U602BH__2692835 | Bus1=1139987 | Bus2=26999158 | Switch=T
New | SwtControl.U602BH__2692835 | SwitchedObj=LINE.U602BH__2692835 | SwitchedTerm=2 | Action=Closed | Lock=no
!New | Line.9WF47__2700945 | Bus1=27136699 | Bus2=25876080 | Switch=T
!New | SwtControl.9WF47__2700945 | SwitchedObj=LINE.9WF47__2700945 | SwitchedTerm=2 | Action=Open | Lock=no
New | Line.U602BH__2692834 | Bus1=1139987 | Bus2=26999157 | Switch=T
New | SwtControl.U602BH__2692834 | SwitchedObj=LINE.U602BH__2692834 | SwitchedTerm=2 | Action=Closed | Lock=no
New | Line.9WF47__2700944 | Bus1=27136698 | Bus2=25876080 | Switch=T
New | SwtControl.9WF47__2700944 | SwitchedObj=LINE.9WF47__2700944 | SwitchedTerm=2 | Action=Closed | Lock=no
New | Line.9WF47__2700946 | Bus1=25876080 | Bus2=27136700 | Switch=T
New | SwtControl.9WF47__2700946 | SwitchedObj=LINE.9WF47__2700946 | SwitchedTerm=2 | Action=Closed | Lock=no
New | Line.14L810__2700860 | Bus1=103048713 | Bus2=103048712 | Switch=T
New | SwtControl.14L810__2700860 | SwitchedObj=LINE.14L810__2700860 | SwitchedTerm=2 | Action=Closed | Lock=no
New | Line.C1F95__2700899 | Bus1=27136653 | Bus2=25734580 | Switch=T
New | SwtControl.C1F95__2700899 | SwitchedObj=LINE.C1F95__2700899 | SwitchedTerm=2 | Action=Closed | Lock=no
New | Line.14NJ19__103098846 | Bus1=103041526 | Bus2=103041531 | Switch=T
New | SwtControl.14NJ19__103098846 | SwitchedObj=LINE.14NJ19__103098846 | SwitchedTerm=2 | Action=Closed | Lock=no
New | Line.14Q054__103041306 | Bus1=103016829 | Bus2=103016827 | Switch=T
New | SwtControl.14Q054__103041306 | SwitchedObj=LINE.14Q054__103041306 | SwitchedTerm=2 | Action=Closed | Lock=no
New | Line.14MD35__103098783 | Bus1=103048715 | Bus2=T4795B23_10000005 | Switch=T
New | SwtControl.14MD35__103098783 | SwitchedObj=LINE.14MD35__103098783 | SwitchedTerm=2 | Action=Closed | Lock=no
New | Line.14Q054__103041305 | Bus1=103016827 | Bus2=103016838 | Switch=T
New | SwtControl.14Q054__103041305 | SwitchedObj=LINE.14Q054__103041305 | SwitchedTerm=2 | Action=Closed | Lock=no
New | Line.14L466__2700821 | Bus1=103125256 | Bus2=26887560 | Switch=T
New | SwtControl.14L466__2700821 | SwitchedObj=LINE.14L466__2700821 | SwitchedTerm=2 | Action=Closed | Lock=no
New | Line.14L466__2700822 | Bus1=26887560 | Bus2=27136576 | Switch=T
New | SwtControl.14L466__2700822 | SwitchedObj=LINE.14L466__2700822 | SwitchedTerm=2 | Action=Closed | Lock=no
New | Line.186Q95__104672520 | Bus1=103527273 | Bus2=103527272 | Switch=T
New | SwtControl.186Q95__104672520 | SwitchedObj=LINE.186Q95__104672520 | SwitchedTerm=2 | Action=Closed | Lock=no
!New | Line.8DW53__103222930 | Bus1=103079712 | Bus2=103079707 | Switch=T
!New | SwtControl.8DW53__103222930 | SwitchedObj=LINE.8DW53__103222930 | SwitchedTerm=2 | Action=Open | Lock=no
New | Line.17MN19__104282580 | Bus1=103383279 | Bus2=103383280 | Switch=T
New | SwtControl.17MN19__104282580 | SwitchedObj=LINE.17MN19__104282580 | SwitchedTerm=2 | Action=Closed | Lock=no
New | Line.7TX20__2701182 | Bus1=27136936 | Bus2=25360255 | Switch=T
New | SwtControl.7TX20__2701182 | SwitchedObj=LINE.7TX20__2701182 | SwitchedTerm=2 | Action=Closed | Lock=no
New | Line.11E480__103404104 | Bus1=26128170 | Bus2=103125594 | Switch=T
New | SwtControl.11E480__103404104 | SwitchedObj=LINE.11E480__103404104 | SwitchedTerm=2 | Action=Closed | Lock=no
New | Line.7TX20__2701181 | Bus1=25360255 | Bus2=27136935 | Switch=T
New | SwtControl.7TX20__2701181 | SwitchedObj=LINE.7TX20__2701181 | SwitchedTerm=2 | Action=Closed | Lock=no
New | Line.9WA88__2700964 | Bus1=25873704 | Bus2=27136718 | Switch=T
New | SwtControl.9WA88__2700964 | SwitchedObj=LINE.9WA88__2700964 | SwitchedTerm=2 | Action=Closed | Lock=no
New | Line.G250K__2692955 | Bus1=26999278 | Bus2=25734637 | Switch=T
New | SwtControl.G250K__2692955 | SwitchedObj=LINE.G250K__2692955 | SwitchedTerm=2 | Action=Closed | Lock=no
New | Line.G250K__2692956 | Bus1=25734637 | Bus2=26999279 | Switch=T
New | SwtControl.G250K__2692956 | SwitchedObj=LINE.G250K__2692956 | SwitchedTerm=2 | Action=Closed | Lock=no
New | Line.U588BH__2693010 | Bus1=1140108 | Bus2=26999333 | Switch=T
New | SwtControl.U588BH__2693010 | SwitchedObj=LINE.U588BH__2693010 | SwitchedTerm=2 | Action=Closed | Lock=no
New | Line.9WA88__2700963 | Bus1=27136717 | Bus2=25873704 | Switch=T
New | SwtControl.9WA88__2700963 | SwitchedObj=LINE.9WA88__2700963 | SwitchedTerm=2 | Action=Closed | Lock=no
New | Line.183Y12__104695296 | Bus1=103536834 | Bus2=103536786 | Switch=T
New | SwtControl.183Y12__104695296 | SwitchedObj=LINE.183Y12__104695296 | SwitchedTerm=2 | Action=Closed | Lock=no
New | Line.183Y12__104695295 | Bus1=103536786 | Bus2=103536832 | Switch=T
New | SwtControl.183Y12__104695295 | SwitchedObj=LINE.183Y12__104695295 | SwitchedTerm=2 | Action=Closed | Lock=no
New | Line.PME14__2692868 | Bus1=26999191 | Bus2=25024992 | Switch=T
New | SwtControl.PME14__2692868 | SwitchedObj=LINE.PME14__2692868 | SwitchedTerm=2 | Action=Closed | Lock=no
New | Line.183Y95__104696227 | Bus1=103537123 | Bus2=103537191 | Switch=T
New | SwtControl.183Y95__104696227 | SwitchedObj=LINE.183Y95__104696227 | SwitchedTerm=2 | Action=Closed | Lock=no
New | Line.PME14__2692869 | Bus1=25024992 | Bus2=26999192 | Switch=T
New | SwtControl.PME14__2692869 | SwitchedObj=LINE.PME14__2692869 | SwitchedTerm=2 | Action=Closed | Lock=no
New | Line.5LT91__2692884 | Bus1=26999207 | Bus2=25024996 | Switch=T
New | SwtControl.5LT91__2692884 | SwitchedObj=LINE.5LT91__2692884 | SwitchedTerm=2 | Action=Closed | Lock=no
New | Line.5LT91__2692885 | Bus1=25024996 | Bus2=26999208 | Switch=T
New | SwtControl.5LT91__2692885 | SwitchedObj=LINE.5LT91__2692885 | SwitchedTerm=2 | Action=Closed | Lock=no
New | Line.13F675__2701378 | Bus1=103121261 | Bus2=103121256 | Switch=T
New | SwtControl.13F675__2701378 | SwitchedObj=LINE.13F675__2701378 | SwitchedTerm=2 | Action=Closed | Lock=no
New | Line.15TN74__103913538 | Bus1=103265086 | Bus2=103265159 | Switch=T
New | SwtControl.15TN74__103913538 | SwitchedObj=LINE.15TN74__103913538 | SwitchedTerm=2 | Action=Closed | Lock=no
New | Line.183Y95__104696228 | Bus1=103537194 | Bus2=103537123 | Switch=T
New | SwtControl.183Y95__104696228 | SwitchedObj=LINE.183Y95__104696228 | SwitchedTerm=2 | Action=Closed | Lock=no
New | Line.15TN74__103913539 | Bus1=103265162 | Bus2=103265086 | Switch=T
New | SwtControl.15TN74__103913539 | SwitchedObj=LINE.15TN74__103913539 | SwitchedTerm=2 | Action=Closed | Lock=no
New | Line.A543BH__2692847 | Bus1=26999170 | Bus2=1139897 | Switch=T
New | SwtControl.A543BH__2692847 | SwitchedObj=LINE.A543BH__2692847 | SwitchedTerm=2 | Action=Closed | Lock=no
New | Line.84Q24__2693040 | Bus1=26999363 | Bus2=25734529 | Switch=T
New | SwtControl.84Q24__2693040 | SwitchedObj=LINE.84Q24__2693040 | SwitchedTerm=2 | Action=Closed | Lock=no
New | Line.A543BH__2692846 | Bus1=1139897 | Bus2=26999169 | Switch=T
New | SwtControl.A543BH__2692846 | SwitchedObj=LINE.A543BH__2692846 | SwitchedTerm=2 | Action=Closed | Lock=no
New | Line.D111K__2700919 | Bus1=27136673 | Bus2=25734605 | Switch=T
New | SwtControl.D111K__2700919 | SwitchedObj=LINE.D111K__2700919 | SwitchedTerm=2 | Action=Closed | Lock=no
New | Line.U612BH__2692830 | Bus1=26999153 | Bus2=1140051 | Switch=T
New | SwtControl.U612BH__2692830 | SwitchedObj=LINE.U612BH__2692830 | SwitchedTerm=2 | Action=Closed | Lock=no
New | Line.13F675__2701377 | Bus1=103121242 | Bus2=103121228 | Switch=T
New | SwtControl.13F675__2701377 | SwitchedObj=LINE.13F675__2701377 | SwitchedTerm=2 | Action=Closed | Lock=no
New | Line.14LH92__2701371 | Bus1=27137125 | Bus2=26907384 | Switch=T
New | SwtControl.14LH92__2701371 | SwitchedObj=LINE.14LH92__2701371 | SwitchedTerm=2 | Action=Closed | Lock=no
New | Line.17KH66__104218264 | Bus1=103359051 | Bus2=103359052 | Switch=T
New | SwtControl.17KH66__104218264 | SwitchedObj=LINE.17KH66__104218264 | SwitchedTerm=2 | Action=Closed | Lock=no
New | Line.17KH66__104218265 | Bus1=103359052 | Bus2=103359053 | Switch=T
New | SwtControl.17KH66__104218265 | SwitchedObj=LINE.17KH66__104218265 | SwitchedTerm=2 | Action=Closed | Lock=no
New | Line.14LH92__2701372 | Bus1=26907384 | Bus2=27137126 | Switch=T
New | SwtControl.14LH92__2701372 | SwitchedObj=LINE.14LH92__2701372 | SwitchedTerm=2 | Action=Closed | Lock=no
New | Line.14Q053__103041285 | Bus1=103025150 | Bus2=103016818 | Switch=T
New | SwtControl.14Q053__103041285 | SwitchedObj=LINE.14Q053__103041285 | SwitchedTerm=2 | Action=Closed | Lock=no
New | Line.13PX76__2693873 | Bus1=26709810 | Bus2=27000196 | Switch=T
New | SwtControl.13PX76__2693873 | SwitchedObj=LINE.13PX76__2693873 | SwitchedTerm=2 | Action=Closed | Lock=no
New | Line.14Q053__103041284 | Bus1=103016818 | Bus2=103016828 | Switch=T
New | SwtControl.14Q053__103041284 | SwitchedObj=LINE.14Q053__103041284 | SwitchedTerm=2 | Action=Closed | Lock=no
New | Line.17MN22__104282577 | Bus1=103383281 | Bus2=103383282 | Switch=T
New | SwtControl.17MN22__104282577 | SwitchedObj=LINE.17MN22__104282577 | SwitchedTerm=2 | Action=Closed | Lock=no
New | Line.17MN22__104282578 | Bus1=103383282 | Bus2=103383283 | Switch=T
New | SwtControl.17MN22__104282578 | SwitchedObj=LINE.17MN22__104282578 | SwitchedTerm=2 | Action=Closed | Lock=no
New | Line.13PX76__2693874 | Bus1=27000197 | Bus2=26709810 | Switch=T
New | SwtControl.13PX76__2693874 | SwitchedObj=LINE.13PX76__2693874 | SwitchedTerm=2 | Action=Closed | Lock=no
New | Line.18GE31__105436272 | Bus1=103631265 | Bus2=103631268 | Switch=T
New | SwtControl.18GE31__105436272 | SwitchedObj=LINE.18GE31__105436272 | SwitchedTerm=2 | Action=Closed | Lock=no
New | Line.8EK62__2693050 | Bus1=25586104 | Bus2=26999373 | Switch=T
New | SwtControl.8EK62__2693050 | SwitchedObj=LINE.8EK62__2693050 | SwitchedTerm=2 | Action=Closed | Lock=no
New | Line.133Y84__2701192 | Bus1=27136946 | Bus2=26567440 | Switch=T
New | SwtControl.133Y84__2701192 | SwitchedObj=LINE.133Y84__2701192 | SwitchedTerm=2 | Action=Closed | Lock=no
New | Line.18GE31__105436271 | Bus1=103631269 | Bus2=103631265 | Switch=T
New | SwtControl.18GE31__105436271 | SwitchedObj=LINE.18GE31__105436271 | SwitchedTerm=2 | Action=Closed | Lock=no
New | Line.8EK62__2693051 | Bus1=25586104 | Bus2=26999374 | Switch=T
New | SwtControl.8EK62__2693051 | SwitchedObj=LINE.8EK62__2693051 | SwitchedTerm=2 | Action=Closed | Lock=no
New | Line.8EK63__2693052 | Bus1=25833129 | Bus2=26999375 | Switch=T
New | SwtControl.8EK63__2693052 | SwitchedObj=LINE.8EK63__2693052 | SwitchedTerm=2 | Action=Closed | Lock=no
New | Line.8EK63__2693053 | Bus1=26999376 | Bus2=25833129 | Switch=T
New | SwtControl.8EK63__2693053 | SwitchedObj=LINE.8EK63__2693053 | SwitchedTerm=2 | Action=Closed | Lock=no
New | Line.133Y84__2701191 | Bus1=26567440 | Bus2=27136945 | Switch=T
New | SwtControl.133Y84__2701191 | SwitchedObj=LINE.133Y84__2701191 | SwitchedTerm=2 | Action=Closed | Lock=no
New | Line.14LJ00__2701349 | Bus1=26896049 | Bus2=27137103 | Switch=T
New | SwtControl.14LJ00__2701349 | SwitchedObj=LINE.14LJ00__2701349 | SwitchedTerm=2 | Action=Closed | Lock=no
New | Line.14LJ00__2701348 | Bus1=27137102 | Bus2=26896049 | Switch=T
New | SwtControl.14LJ00__2701348 | SwitchedObj=LINE.14LJ00__2701348 | SwitchedTerm=2 | Action=Closed | Lock=no
New | Line.9W757__2701504 | Bus1=25858575 | Bus2=27137258 | Switch=T
New | SwtControl.9W757__2701504 | SwitchedObj=LINE.9W757__2701504 | SwitchedTerm=2 | Action=Closed | Lock=no
New | Line.9W757__2701505 | Bus1=27137259 | Bus2=25858575 | Switch=T
New | SwtControl.9W757__2701505 | SwitchedObj=LINE.9W757__2701505 | SwitchedTerm=2 | Action=Closed | Lock=no
New | Line.14FX05__2700739 | Bus1=26859626 | Bus2=27136493 | Switch=T
New | SwtControl.14FX05__2700739 | SwitchedObj=LINE.14FX05__2700739 | SwitchedTerm=2 | Action=Closed | Lock=no
New | Line.14LJ03__2701353 | Bus1=26896052 | Bus2=27137107 | Switch=T
New | SwtControl.14LJ03__2701353 | SwitchedObj=LINE.14LJ03__2701353 | SwitchedTerm=2 | Action=Closed | Lock=no
New | Line.187W45__104783620 | Bus1=103571153 | Bus2=103571156 | Switch=T
New | SwtControl.187W45__104783620 | SwitchedObj=LINE.187W45__104783620 | SwitchedTerm=2 | Action=Closed | Lock=no
New | Line.14LJ03__2701352 | Bus1=27137106 | Bus2=26896052 | Switch=T
New | SwtControl.14LJ03__2701352 | SwitchedObj=LINE.14LJ03__2701352 | SwitchedTerm=2 | Action=Closed | Lock=no
New | Line.8EK65__2693058 | Bus1=25586117 | Bus2=26999381 | Switch=T
New | SwtControl.8EK65__2693058 | SwitchedObj=LINE.8EK65__2693058 | SwitchedTerm=2 | Action=Closed | Lock=no
New | Line.17MN16__104282583 | Bus1=103383285 | Bus2=103383286 | Switch=T
New | SwtControl.17MN16__104282583 | SwitchedObj=LINE.17MN16__104282583 | SwitchedTerm=2 | Action=Closed | Lock=no
New | Line.8EK65__2693059 | Bus1=26999382 | Bus2=25586117 | Switch=T
New | SwtControl.8EK65__2693059 | SwitchedObj=LINE.8EK65__2693059 | SwitchedTerm=2 | Action=Closed | Lock=no
!New | Line.9W756__2701506 | Bus1=25858574 | Bus2=27137260 | Switch=T
!New | SwtControl.9W756__2701506 | SwitchedObj=LINE.9W756__2701506 | SwitchedTerm=2 | Action=Open | Lock=no
New | Line.17MN16__104282582 | Bus1=103383286 | Bus2=103383287 | Switch=T
New | SwtControl.17MN16__104282582 | SwitchedObj=LINE.17MN16__104282582 | SwitchedTerm=2 | Action=Closed | Lock=no
New | Line.9W756__2701507 | Bus1=27137261 | Bus2=25858574 | Switch=T
New | SwtControl.9W756__2701507 | SwitchedObj=LINE.9W756__2701507 | SwitchedTerm=2 | Action=Closed | Lock=no
!New | Line.G261K__2693037 | Bus1=1105100 | Bus2=26999360 | Switch=T
!New | SwtControl.G261K__2693037 | SwitchedObj=LINE.G261K__2693037 | SwitchedTerm=2 | Action=Open | Lock=no
!New | Line.17BT58__104029638 | Bus1=103559715 | Bus2=103294835 | Switch=T
!New | SwtControl.17BT58__104029638 | SwitchedObj=LINE.17BT58__104029638 | SwitchedTerm=2 | Action=Open | Lock=no
New | Line.8DT83__2693389 | Bus1=25734569 | Bus2=26999712 | Switch=T
New | SwtControl.8DT83__2693389 | SwitchedObj=LINE.8DT83__2693389 | SwitchedTerm=2 | Action=Closed | Lock=no
New | Line.17BT58__104029639 | Bus1=103294957 | Bus2=103294837 | Switch=T
New | SwtControl.17BT58__104029639 | SwitchedObj=LINE.17BT58__104029639 | SwitchedTerm=2 | Action=Closed | Lock=no
New | Line.7NX02__2692942 | Bus1=25734562 | Bus2=26999265 | Switch=T
New | SwtControl.7NX02__2692942 | SwitchedObj=LINE.7NX02__2692942 | SwitchedTerm=2 | Action=Closed | Lock=no
New | Line.8DT83__2693388 | Bus1=26999711 | Bus2=25734569 | Switch=T
New | SwtControl.8DT83__2693388 | SwitchedObj=LINE.8DT83__2693388 | SwitchedTerm=2 | Action=Closed | Lock=no
New | Line.7NX02__2692943 | Bus1=26999266 | Bus2=25734562 | Switch=T
New | SwtControl.7NX02__2692943 | SwitchedObj=LINE.7NX02__2692943 | SwitchedTerm=2 | Action=Closed | Lock=no
New | Line.13PX89__2693860 | Bus1=27000183 | Bus2=26709745 | Switch=T
New | SwtControl.13PX89__2693860 | SwitchedObj=LINE.13PX89__2693860 | SwitchedTerm=2 | Action=Closed | Lock=no
!New | Line.6MG63__2678615 | Bus1=26803517 | Bus2=26803518 | Switch=T
!New | SwtControl.6MG63__2678615 | SwitchedObj=LINE.6MG63__2678615 | SwitchedTerm=2 | Action=Open | Lock=no
New | Line.13PX88__2693857 | Bus1=27000180 | Bus2=26709740 | Switch=T
New | SwtControl.13PX88__2693857 | SwitchedObj=LINE.13PX88__2693857 | SwitchedTerm=2 | Action=Closed | Lock=no
New | Line.G261K__2693038 | Bus1=26999361 | Bus2=1105100 | Switch=T
New | SwtControl.G261K__2693038 | SwitchedObj=LINE.G261K__2693038 | SwitchedTerm=2 | Action=Closed | Lock=no
New | Line.13PX94__2693852 | Bus1=26709797 | Bus2=27000175 | Switch=T
New | SwtControl.13PX94__2693852 | SwitchedObj=LINE.13PX94__2693852 | SwitchedTerm=2 | Action=Closed | Lock=no
New | Line.D102K__2701015 | Bus1=25734598 | Bus2=27136769 | Switch=T
New | SwtControl.D102K__2701015 | SwitchedObj=LINE.D102K__2701015 | SwitchedTerm=2 | Action=Closed | Lock=no
New | Line.13PX94__2693851 | Bus1=27000174 | Bus2=26709797 | Switch=T
New | SwtControl.13PX94__2693851 | SwitchedObj=LINE.13PX94__2693851 | SwitchedTerm=2 | Action=Closed | Lock=no
New | Line.8R721__2685192 | Bus1=26991510 | Bus2=25490385 | Switch=T
New | SwtControl.8R721__2685192 | SwitchedObj=LINE.8R721__2685192 | SwitchedTerm=2 | Action=Closed | Lock=no
New | Line.D102K__2701014 | Bus1=27136768 | Bus2=25734598 | Switch=T
New | SwtControl.D102K__2701014 | SwitchedObj=LINE.D102K__2701014 | SwitchedTerm=2 | Action=Closed | Lock=no
New | Line.9W754__2701508 | Bus1=103014538 | Bus2=25858578 | Switch=T
New | SwtControl.9W754__2701508 | SwitchedObj=LINE.9W754__2701508 | SwitchedTerm=2 | Action=Closed | Lock=no
New | Line.10EH22__2701092 | Bus1=27136846 | Bus2=25917435 | Switch=T
New | SwtControl.10EH22__2701092 | SwitchedObj=LINE.10EH22__2701092 | SwitchedTerm=2 | Action=Closed | Lock=no
New | Line.13PX88__2693858 | Bus1=26709740 | Bus2=27000181 | Switch=T
New | SwtControl.13PX88__2693858 | SwitchedObj=LINE.13PX88__2693858 | SwitchedTerm=2 | Action=Closed | Lock=no
New | Line.11E483__2701113 | Bus1=26128186 | Bus2=27136867 | Switch=T
New | SwtControl.11E483__2701113 | SwitchedObj=LINE.11E483__2701113 | SwitchedTerm=2 | Action=Closed | Lock=no
New | Line.8DT86__2692948 | Bus1=25734566 | Bus2=26999271 | Switch=T
New | SwtControl.8DT86__2692948 | SwitchedObj=LINE.8DT86__2692948 | SwitchedTerm=2 | Action=Closed | Lock=no
New | Line.8DT86__2692949 | Bus1=25734566 | Bus2=26999272 | Switch=T
New | SwtControl.8DT86__2692949 | SwitchedObj=LINE.8DT86__2692949 | SwitchedTerm=2 | Action=Closed | Lock=no
New | Line.12129__2693815 | Bus1=27000138 | Bus2=1105038 | Switch=T
New | SwtControl.12129__2693815 | SwitchedObj=LINE.12129__2693815 | SwitchedTerm=2 | Action=Closed | Lock=no
New | Line.126697__2693607 | Bus1=26356916 | Bus2=26999930 | Switch=T
New | SwtControl.126697__2693607 | SwitchedObj=LINE.126697__2693607 | SwitchedTerm=2 | Action=Closed | Lock=no
New | Line.18FA93__105436421 | Bus1=103631345 | Bus2=103631336 | Switch=T
New | SwtControl.18FA93__105436421 | SwitchedObj=LINE.18FA93__105436421 | SwitchedTerm=2 | Action=Closed | Lock=no
New | Line.D106K__2700910 | Bus1=25734600 | Bus2=27136664 | Switch=T
New | SwtControl.D106K__2700910 | SwitchedObj=LINE.D106K__2700910 | SwitchedTerm=2 | Action=Closed | Lock=no
New | Line.11E483__2701114 | Bus1=27136868 | Bus2=26128186 | Switch=T
New | SwtControl.11E483__2701114 | SwitchedObj=LINE.11E483__2701114 | SwitchedTerm=2 | Action=Closed | Lock=no
New | Line.126697__2693608 | Bus1=26999931 | Bus2=26356916 | Switch=T
New | SwtControl.126697__2693608 | SwitchedObj=LINE.126697__2693608 | SwitchedTerm=2 | Action=Closed | Lock=no
New | Line.8DT84__2693063 | Bus1=26999386 | Bus2=25734568 | Switch=T
New | SwtControl.8DT84__2693063 | SwitchedObj=LINE.8DT84__2693063 | SwitchedTerm=2 | Action=Closed | Lock=no
New | Line.8DT84__2693062 | Bus1=25734568 | Bus2=26999385 | Switch=T
New | SwtControl.8DT84__2693062 | SwitchedObj=LINE.8DT84__2693062 | SwitchedTerm=2 | Action=Closed | Lock=no
New | Line.11E480__2701123 | Bus1=27136877 | Bus2=26128170 | Switch=T
New | SwtControl.11E480__2701123 | SwitchedObj=LINE.11E480__2701123 | SwitchedTerm=2 | Action=Closed | Lock=no
New | Line.U609BH__2692827 | Bus1=26999150 | Bus2=1139872 | Switch=T
New | SwtControl.U609BH__2692827 | SwitchedObj=LINE.U609BH__2692827 | SwitchedTerm=2 | Action=Closed | Lock=no
New | Line.18NP34__106231437 | Bus1=103666861 | Bus2=103666848 | Switch=T
New | SwtControl.18NP34__106231437 | SwitchedObj=LINE.18NP34__106231437 | SwitchedTerm=2 | Action=Closed | Lock=no
New | Line.G253K__2700930 | Bus1=27136684 | Bus2=25734640 | Switch=T
New | SwtControl.G253K__2700930 | SwitchedObj=LINE.G253K__2700930 | SwitchedTerm=2 | Action=Closed | Lock=no
New | Line.G253K__2700931 | Bus1=25734640 | Bus2=27136685 | Switch=T
New | SwtControl.G253K__2700931 | SwitchedObj=LINE.G253K__2700931 | SwitchedTerm=2 | Action=Closed | Lock=no
New | Line.13PX93__2693849 | Bus1=27000172 | Bus2=26709791 | Switch=T
New | SwtControl.13PX93__2693849 | SwitchedObj=LINE.13PX93__2693849 | SwitchedTerm=2 | Action=Closed | Lock=no
New | Line.17KH65__104218260 | Bus1=103359056 | Bus2=103359057 | Switch=T
New | SwtControl.17KH65__104218260 | SwitchedObj=LINE.17KH65__104218260 | SwitchedTerm=2 | Action=Closed | Lock=no
New | Line.18NP34__106231438 | Bus1=103666848 | Bus2=103666859 | Switch=T
New | SwtControl.18NP34__106231438 | SwitchedObj=LINE.18NP34__106231438 | SwitchedTerm=2 | Action=Open | Lock=no
New | Line.U609BH__2692828 | Bus1=1139872 | Bus2=26999151 | Switch=T
New | SwtControl.U609BH__2692828 | SwitchedObj=LINE.U609BH__2692828 | SwitchedTerm=2 | Action=Closed | Lock=no
New | Line.17KH65__104218261 | Bus1=103359055 | Bus2=103359056 | Switch=T
New | SwtControl.17KH65__104218261 | SwitchedObj=LINE.17KH65__104218261 | SwitchedTerm=2 | Action=Closed | Lock=no
New | Line.12AK60__2701055 | Bus1=27136809 | Bus2=26387839 | Switch=T
New | SwtControl.12AK60__2701055 | SwitchedObj=LINE.12AK60__2701055 | SwitchedTerm=2 | Action=Closed | Lock=no
New | Line.12AK60__2701054 | Bus1=26387839 | Bus2=27136808 | Switch=T
New | SwtControl.12AK60__2701054 | SwitchedObj=LINE.12AK60__2701054 | SwitchedTerm=2 | Action=Closed | Lock=no
New | Line.14FX08__2700746 | Bus1=103322576 | Bus2=26859622 | Switch=T
New | SwtControl.14FX08__2700746 | SwitchedObj=LINE.14FX08__2700746 | SwitchedTerm=2 | Action=Closed | Lock=no
New | Line.9WA93__2701524 | Bus1=27137278 | Bus2=25873713 | Switch=T
New | SwtControl.9WA93__2701524 | SwitchedObj=LINE.9WA93__2701524 | SwitchedTerm=2 | Action=Closed | Lock=no
New | Line.9WA93__2701523 | Bus1=25873713 | Bus2=27137277 | Switch=T
New | SwtControl.9WA93__2701523 | SwitchedObj=LINE.9WA93__2701523 | SwitchedTerm=2 | Action=Closed | Lock=no
New | Line.D860K__2693066 | Bus1=1105214 | Bus2=26999389 | Switch=T
New | SwtControl.D860K__2693066 | SwitchedObj=LINE.D860K__2693066 | SwitchedTerm=2 | Action=Closed | Lock=no
New | Line.14L346__2700816 | Bus1=27136570 | Bus2=26887528 | Switch=T
New | SwtControl.14L346__2700816 | SwitchedObj=LINE.14L346__2700816 | SwitchedTerm=2 | Action=Closed | Lock=no
New | Line.D860K__2693067 | Bus1=26999390 | Bus2=1105214 | Switch=T
New | SwtControl.D860K__2693067 | SwitchedObj=LINE.D860K__2693067 | SwitchedTerm=2 | Action=Closed | Lock=no
New | Line.14L342__2700818 | Bus1=26887523 | Bus2=27136572 | Switch=T
New | SwtControl.14L342__2700818 | SwitchedObj=LINE.14L342__2700818 | SwitchedTerm=2 | Action=Closed | Lock=no
New | Line.D862K__2692910 | Bus1=1105379 | Bus2=26999233 | Switch=T
New | SwtControl.D862K__2692910 | SwitchedObj=LINE.D862K__2692910 | SwitchedTerm=2 | Action=Closed | Lock=no
New | Line.17DH83__104079498 | Bus1=103307204 | Bus2=103307205 | Switch=T
New | SwtControl.17DH83__104079498 | SwitchedObj=LINE.17DH83__104079498 | SwitchedTerm=2 | Action=Closed | Lock=no
New | Line.183Y93__104696246 | Bus1=103537127 | Bus2=103537208 | Switch=T
New | SwtControl.183Y93__104696246 | SwitchedObj=LINE.183Y93__104696246 | SwitchedTerm=2 | Action=Closed | Lock=no
New | Line.14L342__2700817 | Bus1=27136571 | Bus2=26887523 | Switch=T
New | SwtControl.14L342__2700817 | SwitchedObj=LINE.14L342__2700817 | SwitchedTerm=2 | Action=Closed | Lock=no
New | Line.183Y93__104696245 | Bus1=103543459 | Bus2=103537127 | Switch=T
New | SwtControl.183Y93__104696245 | SwitchedObj=LINE.183Y93__104696245 | SwitchedTerm=2 | Action=Closed | Lock=no
New | Line.105P72__2680188 | Bus1=26835313 | Bus2=25856674 | Switch=T
New | SwtControl.105P72__2680188 | SwitchedObj=LINE.105P72__2680188 | SwitchedTerm=2 | Action=Closed | Lock=no
New | Line.G251K__2692957 | Bus1=25734638 | Bus2=26999280 | Switch=T
New | SwtControl.G251K__2692957 | SwitchedObj=LINE.G251K__2692957 | SwitchedTerm=2 | Action=Closed | Lock=no
New | Line.8DW53__103222931 | Bus1=103079711 | Bus2=103079706 | Switch=T
New | SwtControl.8DW53__103222931 | SwitchedObj=LINE.8DW53__103222931 | SwitchedTerm=2 | Action=Closed | Lock=no
New | Line.G251K__2692958 | Bus1=26999281 | Bus2=25734638 | Switch=T
New | SwtControl.G251K__2692958 | SwitchedObj=LINE.G251K__2692958 | SwitchedTerm=2 | Action=Closed | Lock=no
New | Line.132351__2693142 | Bus1=26555727 | Bus2=26999465 | Switch=T
New | SwtControl.132351__2693142 | SwitchedObj=LINE.132351__2693142 | SwitchedTerm=2 | Action=Closed | Lock=no
New | Line.7NW66__2692937 | Bus1=26999260 | Bus2=25734559 | Switch=T
New | SwtControl.7NW66__2692937 | SwitchedObj=LINE.7NW66__2692937 | SwitchedTerm=2 | Action=Closed | Lock=no
New | Line.7NW66__2692936 | Bus1=25734559 | Bus2=26999259 | Switch=T
New | SwtControl.7NW66__2692936 | SwitchedObj=LINE.7NW66__2692936 | SwitchedTerm=2 | Action=Closed | Lock=no
New | Line.132351__2693141 | Bus1=26999464 | Bus2=26555727 | Switch=T
New | SwtControl.132351__2693141 | SwitchedObj=LINE.132351__2693141 | SwitchedTerm=2 | Action=Closed | Lock=no
New | Line.13PX82__2693791 | Bus1=26709841 | Bus2=27000114 | Switch=T
New | SwtControl.13PX82__2693791 | SwitchedObj=LINE.13PX82__2693791 | SwitchedTerm=2 | Action=Closed | Lock=no
New | Line.132360__2693158 | Bus1=26999481 | Bus2=26555789 | Switch=T
New | SwtControl.132360__2693158 | SwitchedObj=LINE.132360__2693158 | SwitchedTerm=2 | Action=Closed | Lock=no
New | Line.13PX82__2693790 | Bus1=27000113 | Bus2=26709841 | Switch=T
New | SwtControl.13PX82__2693790 | SwitchedObj=LINE.13PX82__2693790 | SwitchedTerm=2 | Action=Closed | Lock=no
New | Line.D114K__2701029 | Bus1=25734586 | Bus2=27136783 | Switch=T
New | SwtControl.D114K__2701029 | SwitchedObj=LINE.D114K__2701029 | SwitchedTerm=2 | Action=Closed | Lock=no
New | Line.132360__2693159 | Bus1=26555789 | Bus2=26999482 | Switch=T
New | SwtControl.132360__2693159 | SwitchedObj=LINE.132360__2693159 | SwitchedTerm=2 | Action=Closed | Lock=no
New | Line.D114K__2701028 | Bus1=27136782 | Bus2=25734586 | Switch=T
New | SwtControl.D114K__2701028 | SwitchedObj=LINE.D114K__2701028 | SwitchedTerm=2 | Action=Closed | Lock=no
New | Line.14L472__103913766 | Bus1=103282197 | Bus2=26887569 | Switch=T
New | SwtControl.14L472__103913766 | SwitchedObj=LINE.14L472__103913766 | SwitchedTerm=2 | Action=Closed | Lock=no
New | Line.107H65__2693080 | Bus1=25894028 | Bus2=26999403 | Switch=T
New | SwtControl.107H65__2693080 | SwitchedObj=LINE.107H65__2693080 | SwitchedTerm=2 | Action=Closed | Lock=no
New | Line.13L576__2701331 | Bus1=27137085 | Bus2=26679492 | Switch=T
New | SwtControl.13L576__2701331 | SwitchedObj=LINE.13L576__2701331 | SwitchedTerm=2 | Action=Closed | Lock=no
New | Line.13L576__2701332 | Bus1=26679492 | Bus2=27137086 | Switch=T
New | SwtControl.13L576__2701332 | SwitchedObj=LINE.13L576__2701332 | SwitchedTerm=2 | Action=Closed | Lock=no
New | Line.7X078__2701190 | Bus1=25360254 | Bus2=27136944 | Switch=T
New | SwtControl.7X078__2701190 | SwitchedObj=LINE.7X078__2701190 | SwitchedTerm=2 | Action=Closed | Lock=no
New | Line.G9Z21__103450799 | Bus1=25859631 | Bus2=103136725 | Switch=T
New | SwtControl.G9Z21__103450799 | SwitchedObj=LINE.G9Z21__103450799 | SwitchedTerm=2 | Action=Closed | Lock=no
New | Line.13L571__2701324 | Bus1=27137078 | Bus2=26679486 | Switch=T
New | SwtControl.13L571__2701324 | SwitchedObj=LINE.13L571__2701324 | SwitchedTerm=2 | Action=Closed | Lock=no
New | Line.106805__2701101 | Bus1=27136855 | Bus2=25836859 | Switch=T
New | SwtControl.106805__2701101 | SwitchedObj=LINE.106805__2701101 | SwitchedTerm=2 | Action=Closed | Lock=no
New | Line.106805__2701102 | Bus1=25836859 | Bus2=27136856 | Switch=T
New | SwtControl.106805__2701102 | SwitchedObj=LINE.106805__2701102 | SwitchedTerm=2 | Action=Closed | Lock=no
New | Line.144380__2701343 | Bus1=27137097 | Bus2=26776418 | Switch=T
New | SwtControl.144380__2701343 | SwitchedObj=LINE.144380__2701343 | SwitchedTerm=2 | Action=Closed | Lock=no
New | Line.13L571__2701323 | Bus1=26679486 | Bus2=27137077 | Switch=T
New | SwtControl.13L571__2701323 | SwitchedObj=LINE.13L571__2701323 | SwitchedTerm=2 | Action=Closed | Lock=no
New | Line.144380__2701344 | Bus1=26776418 | Bus2=27137098 | Switch=T
New | SwtControl.144380__2701344 | SwitchedObj=LINE.144380__2701344 | SwitchedTerm=2 | Action=Closed | Lock=no
New | Line.144381__2701339 | Bus1=27137093 | Bus2=26776411 | Switch=T
New | SwtControl.144381__2701339 | SwitchedObj=LINE.144381__2701339 | SwitchedTerm=2 | Action=Closed | Lock=no
New | Line.116C33__2700966 | Bus1=27136720 | Bus2=25873717 | Switch=T
New | SwtControl.116C33__2700966 | SwitchedObj=LINE.116C33__2700966 | SwitchedTerm=2 | Action=Closed | Lock=no
New | Line.116C33__2700967 | Bus1=25873717 | Bus2=27136721 | Switch=T
New | SwtControl.116C33__2700967 | SwitchedObj=LINE.116C33__2700967 | SwitchedTerm=2 | Action=Closed | Lock=no
New | Line.5R684__2701009 | Bus1=27136763 | Bus2=26281698 | Switch=T
New | SwtControl.5R684__2701009 | SwitchedObj=LINE.5R684__2701009 | SwitchedTerm=2 | Action=Closed | Lock=no
New | Line.106801__2701103 | Bus1=27136857 | Bus2=25836871 | Switch=T
New | SwtControl.106801__2701103 | SwitchedObj=LINE.106801__2701103 | SwitchedTerm=2 | Action=Closed | Lock=no
New | Line.12133__2700960 | Bus1=27136714 | Bus2=1105420 | Switch=T
New | SwtControl.12133__2700960 | SwitchedObj=LINE.12133__2700960 | SwitchedTerm=2 | Action=Closed | Lock=no
New | Line.17MN20__104282573 | Bus1=103383290 | Bus2=103383291 | Switch=T
New | SwtControl.17MN20__104282573 | SwitchedObj=LINE.17MN20__104282573 | SwitchedTerm=2 | Action=Closed | Lock=no
New | Line.7WL55__2701149 | Bus1=25360338 | Bus2=27136903 | Switch=T
New | SwtControl.7WL55__2701149 | SwitchedObj=LINE.7WL55__2701149 | SwitchedTerm=2 | Action=Closed | Lock=no
New | Line.NV06__2692870 | Bus1=26999193 | Bus2=25024993 | Switch=T
New | SwtControl.NV06__2692870 | SwitchedObj=LINE.NV06__2692870 | SwitchedTerm=2 | Action=Closed | Lock=no
New | Line.NV06__2692871 | Bus1=25024993 | Bus2=26999194 | Switch=T
New | SwtControl.NV06__2692871 | SwitchedObj=LINE.NV06__2692871 | SwitchedTerm=2 | Action=Closed | Lock=no
New | Line.13L569__2701320 | Bus1=27137074 | Bus2=26679484 | Switch=T
New | SwtControl.13L569__2701320 | SwitchedObj=LINE.13L569__2701320 | SwitchedTerm=2 | Action=Closed | Lock=no
New | Line.17MN20__104282574 | Bus1=103383289 | Bus2=103383290 | Switch=T
New | SwtControl.17MN20__104282574 | SwitchedObj=LINE.17MN20__104282574 | SwitchedTerm=2 | Action=Closed | Lock=no
New | Line.183Y07__104695264 | Bus1=103536804 | Bus2=103536773 | Switch=T
New | SwtControl.183Y07__104695264 | SwitchedObj=LINE.183Y07__104695264 | SwitchedTerm=2 | Action=Closed | Lock=no
New | Line.183Y07__104695265 | Bus1=103536773 | Bus2=103536805 | Switch=T
New | SwtControl.183Y07__104695265 | SwitchedObj=LINE.183Y07__104695265 | SwitchedTerm=2 | Action=Closed | Lock=no
New | Line.18PH82__104696193 | Bus1=103672968 | Bus2=103537114 | Switch=T
New | SwtControl.18PH82__104696193 | SwitchedObj=LINE.18PH82__104696193 | SwitchedTerm=2 | Action=Closed | Lock=no
New | Line.102L15__2701164 | Bus1=25750593 | Bus2=27136918 | Switch=T
New | SwtControl.102L15__2701164 | SwitchedObj=LINE.102L15__2701164 | SwitchedTerm=2 | Action=Closed | Lock=no
New | Line.12132__2700884 | Bus1=1105334 | Bus2=27136638 | Switch=T
New | SwtControl.12132__2700884 | SwitchedObj=LINE.12132__2700884 | SwitchedTerm=2 | Action=Closed | Lock=no
New | Line.102L15__2701165 | Bus1=27136919 | Bus2=25750593 | Switch=T
New | SwtControl.102L15__2701165 | SwitchedObj=LINE.102L15__2701165 | SwitchedTerm=2 | Action=Closed | Lock=no
New | Line.8DT90__2693024 | Bus1=25734535 | Bus2=26999347 | Switch=T
New | SwtControl.8DT90__2693024 | SwitchedObj=LINE.8DT90__2693024 | SwitchedTerm=2 | Action=Closed | Lock=no
New | Line.A538BH__2692842 | Bus1=1139960 | Bus2=26999165 | Switch=T
New | SwtControl.A538BH__2692842 | SwitchedObj=LINE.A538BH__2692842 | SwitchedTerm=2 | Action=Closed | Lock=no
New | Line.A538BH__2692843 | Bus1=26999166 | Bus2=1139960 | Switch=T
New | SwtControl.A538BH__2692843 | SwitchedObj=LINE.A538BH__2692843 | SwitchedTerm=2 | Action=Closed | Lock=no
New | Line.12132__2700883 | Bus1=27136637 | Bus2=1105334 | Switch=T
New | SwtControl.12132__2700883 | SwitchedObj=LINE.12132__2700883 | SwitchedTerm=2 | Action=Closed | Lock=no
New | Line.9AM82__2693549 | Bus1=25631621 | Bus2=26999872 | Switch=T
New | SwtControl.9AM82__2693549 | SwitchedObj=LINE.9AM82__2693549 | SwitchedTerm=2 | Action=Closed | Lock=no
New | Line.18PH82__104696194 | Bus1=103537114 | Bus2=103537160 | Switch=T
New | SwtControl.18PH82__104696194 | SwitchedObj=LINE.18PH82__104696194 | SwitchedTerm=2 | Action=Closed | Lock=no
New | Line.9AM82__2693548 | Bus1=26999871 | Bus2=25631621 | Switch=T
New | SwtControl.9AM82__2693548 | SwitchedObj=LINE.9AM82__2693548 | SwitchedTerm=2 | Action=Closed | Lock=no
New | Line.18GC38__105326046 | Bus1=103626603 | Bus2=103626602 | Switch=T
New | SwtControl.18GC38__105326046 | SwitchedObj=LINE.18GC38__105326046 | SwitchedTerm=2 | Action=Closed | Lock=no
New | Line.8DT90__2693023 | Bus1=26999346 | Bus2=25734535 | Switch=T
New | SwtControl.8DT90__2693023 | SwitchedObj=LINE.8DT90__2693023 | SwitchedTerm=2 | Action=Closed | Lock=no
New | Line.18GC38__105326045 | Bus1=103626602 | Bus2=103626601 | Switch=T
New | SwtControl.18GC38__105326045 | SwitchedObj=LINE.18GC38__105326045 | SwitchedTerm=2 | Action=Closed | Lock=no
New | Line.9AM83__2693543 | Bus1=25631615 | Bus2=26999866 | Switch=T
New | SwtControl.9AM83__2693543 | SwitchedObj=LINE.9AM83__2693543 | SwitchedTerm=2 | Action=Closed | Lock=no
New | Line.A536BH__2692838 | Bus1=26999161 | Bus2=1139948 | Switch=T
New | SwtControl.A536BH__2692838 | SwitchedObj=LINE.A536BH__2692838 | SwitchedTerm=2 | Action=Closed | Lock=no
New | Line.9AM83__2693542 | Bus1=26999865 | Bus2=25631615 | Switch=T
New | SwtControl.9AM83__2693542 | SwitchedObj=LINE.9AM83__2693542 | SwitchedTerm=2 | Action=Closed | Lock=no
New | Line.A536BH__2692839 | Bus1=1139948 | Bus2=26999162 | Switch=T
New | SwtControl.A536BH__2692839 | SwitchedObj=LINE.A536BH__2692839 | SwitchedTerm=2 | Action=Closed | Lock=no
New | Line.D105K__2700907 | Bus1=27136661 | Bus2=25734599 | Switch=T
New | SwtControl.D105K__2700907 | SwitchedObj=LINE.D105K__2700907 | SwitchedTerm=2 | Action=Closed | Lock=no
!New | Line.G2401__2692854 | Bus1=26999177 | Bus2=1140163 | Switch=T
!New | SwtControl.G2401__2692854 | SwitchedObj=LINE.G2401__2692854 | SwitchedTerm=2 | Action=Open | Lock=no
New | Line.G2401__2692855 | Bus1=26999178 | Bus2=1140163 | Switch=T
New | SwtControl.G2401__2692855 | SwitchedObj=LINE.G2401__2692855 | SwitchedTerm=2 | Action=Closed | Lock=no
New | Line.10DQ79__2676996 | Bus1=26331048 | Bus2=26331050 | Switch=T
New | SwtControl.10DQ79__2676996 | SwitchedObj=LINE.10DQ79__2676996 | SwitchedTerm=2 | Action=Closed | Lock=no
New | Line.8DT93__2693187 | Bus1=25734536 | Bus2=26999510 | Switch=T
New | SwtControl.8DT93__2693187 | SwitchedObj=LINE.8DT93__2693187 | SwitchedTerm=2 | Action=Closed | Lock=no
New | Line.8DT94__2693185 | Bus1=26999508 | Bus2=25734537 | Switch=T
New | SwtControl.8DT94__2693185 | SwitchedObj=LINE.8DT94__2693185 | SwitchedTerm=2 | Action=Closed | Lock=no
New | Line.9AM81__2693547 | Bus1=25631620 | Bus2=26999870 | Switch=T
New | SwtControl.9AM81__2693547 | SwitchedObj=LINE.9AM81__2693547 | SwitchedTerm=2 | Action=Closed | Lock=no
New | Line.G2400__2692852 | Bus1=26999175 | Bus2=1140165 | Switch=T
New | SwtControl.G2400__2692852 | SwitchedObj=LINE.G2400__2692852 | SwitchedTerm=2 | Action=Closed | Lock=no
New | Line.7NX16__2692944 | Bus1=26999267 | Bus2=25734564 | Switch=T
New | SwtControl.7NX16__2692944 | SwitchedObj=LINE.7NX16__2692944 | SwitchedTerm=2 | Action=Closed | Lock=no
!New | Line.9AM80__2693545 | Bus1=25631619 | Bus2=26999868 | Switch=T
!New | SwtControl.9AM80__2693545 | SwitchedObj=LINE.9AM80__2693545 | SwitchedTerm=2 | Action=Open | Lock=no
New | Line.9AM81__2693546 | Bus1=26999869 | Bus2=25631620 | Switch=T
New | SwtControl.9AM81__2693546 | SwitchedObj=LINE.9AM81__2693546 | SwitchedTerm=2 | Action=Closed | Lock=no
New | Line.G2400__2692853 | Bus1=1140165 | Bus2=26999176 | Switch=T
New | SwtControl.G2400__2692853 | SwitchedObj=LINE.G2400__2692853 | SwitchedTerm=2 | Action=Closed | Lock=no
New | Line.7NX16__2692945 | Bus1=25734564 | Bus2=26999268 | Switch=T
New | SwtControl.7NX16__2692945 | SwitchedObj=LINE.7NX16__2692945 | SwitchedTerm=2 | Action=Closed | Lock=no
New | Line.9AM80__2693544 | Bus1=26999867 | Bus2=25631619 | Switch=T
New | SwtControl.9AM80__2693544 | SwitchedObj=LINE.9AM80__2693544 | SwitchedTerm=2 | Action=Closed | Lock=no
New | Line.8DT94__2693186 | Bus1=25734537 | Bus2=26999509 | Switch=T
New | SwtControl.8DT94__2693186 | SwitchedObj=LINE.8DT94__2693186 | SwitchedTerm=2 | Action=Closed | Lock=no
New | Line.8DT95__2693184 | Bus1=25734538 | Bus2=26999507 | Switch=T
New | SwtControl.8DT95__2693184 | SwitchedObj=LINE.8DT95__2693184 | SwitchedTerm=2 | Action=Closed | Lock=no
New | Line.106803__2701093 | Bus1=27136847 | Bus2=25836872 | Switch=T
New | SwtControl.106803__2701093 | SwitchedObj=LINE.106803__2701093 | SwitchedTerm=2 | Action=Closed | Lock=no
!New | Line.D105K__2700908 | Bus1=25734599 | Bus2=27136662 | Switch=T
!New | SwtControl.D105K__2700908 | SwitchedObj=LINE.D105K__2700908 | SwitchedTerm=2 | Action=Open | Lock=no
New | Line.ABE44K__2693065 | Bus1=1105216 | Bus2=26999388 | Switch=T
New | SwtControl.ABE44K__2693065 | SwitchedObj=LINE.ABE44K__2693065 | SwitchedTerm=2 | Action=Closed | Lock=no
New | Line.G252K__2700925 | Bus1=25734639 | Bus2=27136679 | Switch=T
New | SwtControl.G252K__2700925 | SwitchedObj=LINE.G252K__2700925 | SwitchedTerm=2 | Action=Closed | Lock=no
New | Line.U606BH__2692823 | Bus1=1139989 | Bus2=26999146 | Switch=T
New | SwtControl.U606BH__2692823 | SwitchedObj=LINE.U606BH__2692823 | SwitchedTerm=2 | Action=Closed | Lock=no
New | Line.8DT93__2693189 | Bus1=25734536 | Bus2=26999512 | Switch=T
New | SwtControl.8DT93__2693189 | SwitchedObj=LINE.8DT93__2693189 | SwitchedTerm=2 | Action=Closed | Lock=no
New | Line.8DT95__2693183 | Bus1=26999506 | Bus2=25734538 | Switch=T
New | SwtControl.8DT95__2693183 | SwitchedObj=LINE.8DT95__2693183 | SwitchedTerm=2 | Action=Closed | Lock=no
New | Line.ABE44K__2693064 | Bus1=26999387 | Bus2=1105216 | Switch=T
New | SwtControl.ABE44K__2693064 | SwitchedObj=LINE.ABE44K__2693064 | SwitchedTerm=2 | Action=Closed | Lock=no
New | Line.G252K__2700926 | Bus1=27136680 | Bus2=25734639 | Switch=T
New | SwtControl.G252K__2700926 | SwitchedObj=LINE.G252K__2700926 | SwitchedTerm=2 | Action=Closed | Lock=no
New | Line.8DT93__2693188 | Bus1=26999511 | Bus2=25734536 | Switch=T
New | SwtControl.8DT93__2693188 | SwitchedObj=LINE.8DT93__2693188 | SwitchedTerm=2 | Action=Closed | Lock=no
New | Line.C0H28__2692908 | Bus1=1105435 | Bus2=26999231 | Switch=T
New | SwtControl.C0H28__2692908 | SwitchedObj=LINE.C0H28__2692908 | SwitchedTerm=2 | Action=Closed | Lock=no
New | Line.U604BH__2692837 | Bus1=26999160 | Bus2=1139985 | Switch=T
New | SwtControl.U604BH__2692837 | SwitchedObj=LINE.U604BH__2692837 | SwitchedTerm=2 | Action=Closed | Lock=no
New | Line.8DT96__2693182 | Bus1=26999505 | Bus2=25859415 | Switch=T
New | SwtControl.8DT96__2693182 | SwitchedObj=LINE.8DT96__2693182 | SwitchedTerm=2 | Action=Closed | Lock=no
New | Line.U604BH__2692836 | Bus1=1139985 | Bus2=26999159 | Switch=T
New | SwtControl.U604BH__2692836 | SwitchedObj=LINE.U604BH__2692836 | SwitchedTerm=2 | Action=Closed | Lock=no
New | Line.106802__2701088 | Bus1=25836860 | Bus2=27136842 | Switch=T
New | SwtControl.106802__2701088 | SwitchedObj=LINE.106802__2701088 | SwitchedTerm=2 | Action=Closed | Lock=no
New | Line.U606BH__2692824 | Bus1=26999147 | Bus2=1139989 | Switch=T
New | SwtControl.U606BH__2692824 | SwitchedObj=LINE.U606BH__2692824 | SwitchedTerm=2 | Action=Closed | Lock=no
New | Line.106802__2701089 | Bus1=27136843 | Bus2=25836860 | Switch=T
New | SwtControl.106802__2701089 | SwitchedObj=LINE.106802__2701089 | SwitchedTerm=2 | Action=Closed | Lock=no
New | Line.9WF46__2701038 | Bus1=27136792 | Bus2=25876077 | Switch=T
New | SwtControl.9WF46__2701038 | SwitchedObj=LINE.9WF46__2701038 | SwitchedTerm=2 | Action=Closed | Lock=no
New | Line.9WF46__2701039 | Bus1=25876077 | Bus2=27136793 | Switch=T
New | SwtControl.9WF46__2701039 | SwitchedObj=LINE.9WF46__2701039 | SwitchedTerm=2 | Action=Closed | Lock=no
New | Line.14L471__2700848 | Bus1=26887566 | Bus2=27136602 | Switch=T
New | SwtControl.14L471__2700848 | SwitchedObj=LINE.14L471__2700848 | SwitchedTerm=2 | Action=Closed | Lock=no
New | Line.15TN73__103913534 | Bus1=103265085 | Bus2=103265155 | Switch=T
New | SwtControl.15TN73__103913534 | SwitchedObj=LINE.15TN73__103913534 | SwitchedTerm=2 | Action=Closed | Lock=no
New | Line.14L467__2700824 | Bus1=26887562 | Bus2=103125252 | Switch=T
New | SwtControl.14L467__2700824 | SwitchedObj=LINE.14L467__2700824 | SwitchedTerm=2 | Action=Closed | Lock=no
New | Line.15TN73__103913535 | Bus1=103265158 | Bus2=103265085 | Switch=T
New | SwtControl.15TN73__103913535 | SwitchedObj=LINE.15TN73__103913535 | SwitchedTerm=2 | Action=Closed | Lock=no
New | Line.C0H28__2692907 | Bus1=26999230 | Bus2=1105435 | Switch=T
New | SwtControl.C0H28__2692907 | SwitchedObj=LINE.C0H28__2692907 | SwitchedTerm=2 | Action=Closed | Lock=no
New | Line.C1F95__2700900 | Bus1=25734580 | Bus2=27136654 | Switch=T
New | SwtControl.C1F95__2700900 | SwitchedObj=LINE.C1F95__2700900 | SwitchedTerm=2 | Action=Closed | Lock=no
New | Line.G258K__2700938 | Bus1=1105332 | Bus2=27136692 | Switch=T
New | SwtControl.G258K__2700938 | SwitchedObj=LINE.G258K__2700938 | SwitchedTerm=2 | Action=Closed | Lock=no
New | Line.G258K__2700939 | Bus1=27136693 | Bus2=1105332 | Switch=T
New | SwtControl.G258K__2700939 | SwitchedObj=LINE.G258K__2700939 | SwitchedTerm=2 | Action=Closed | Lock=no
!New | Line.18LL87__105931319 | Bus1=103649895 | Bus2=103649896 | Switch=T
!New | SwtControl.18LL87__105931319 | SwitchedObj=LINE.18LL87__105931319 | SwitchedTerm=2 | Action=Closed | Lock=no
New | Line.14L467__2700823 | Bus1=27136577 | Bus2=26887562 | Switch=T
New | SwtControl.14L467__2700823 | SwitchedObj=LINE.14L467__2700823 | SwitchedTerm=2 | Action=Closed | Lock=no
New | Line.D864K__2700881 | Bus1=27136635 | Bus2=1105452 | Switch=T
New | SwtControl.D864K__2700881 | SwitchedObj=LINE.D864K__2700881 | SwitchedTerm=2 | Action=Closed | Lock=no
New | Line.14L470__2700830 | Bus1=26887565 | Bus2=27136584 | Switch=T
New | SwtControl.14L470__2700830 | SwitchedObj=LINE.14L470__2700830 | SwitchedTerm=2 | Action=Closed | Lock=no
New | Line.D864K__2700882 | Bus1=1105452 | Bus2=27136636 | Switch=T
New | SwtControl.D864K__2700882 | SwitchedObj=LINE.D864K__2700882 | SwitchedTerm=2 | Action=Closed | Lock=no
New | Line.14L463__2700861 | Bus1=103400446 | Bus2=103400443 | Switch=T
New | SwtControl.14L463__2700861 | SwitchedObj=LINE.14L463__2700861 | SwitchedTerm=2 | Action=Closed | Lock=no
New | Line.132414__2693116 | Bus1=26999439 | Bus2=26555830 | Switch=T
New | SwtControl.132414__2693116 | SwitchedObj=LINE.132414__2693116 | SwitchedTerm=2 | Action=Closed | Lock=no
New | Line.132414__2693117 | Bus1=26555830 | Bus2=26999440 | Switch=T
New | SwtControl.132414__2693117 | SwitchedObj=LINE.132414__2693117 | SwitchedTerm=2 | Action=Closed | Lock=no
New | Line.132416__2693138 | Bus1=26999461 | Bus2=26555820 | Switch=T
New | SwtControl.132416__2693138 | SwitchedObj=LINE.132416__2693138 | SwitchedTerm=2 | Action=Closed | Lock=no
New | Line.7NW93__2692941 | Bus1=26999264 | Bus2=25734561 | Switch=T
New | SwtControl.7NW93__2692941 | SwitchedObj=LINE.7NW93__2692941 | SwitchedTerm=2 | Action=Closed | Lock=no
New | Line.7NW93__2692940 | Bus1=25734561 | Bus2=26999263 | Switch=T
New | SwtControl.7NW93__2692940 | SwitchedObj=LINE.7NW93__2692940 | SwitchedTerm=2 | Action=Closed | Lock=no
New | Line.7TX21__2701177 | Bus1=25360251 | Bus2=27136931 | Switch=T
New | SwtControl.7TX21__2701177 | SwitchedObj=LINE.7TX21__2701177 | SwitchedTerm=2 | Action=Closed | Lock=no
New | Line.D115K__2701027 | Bus1=25734587 | Bus2=27136781 | Switch=T
New | SwtControl.D115K__2701027 | SwitchedObj=LINE.D115K__2701027 | SwitchedTerm=2 | Action=Closed | Lock=no
New | Line.D115K__2701026 | Bus1=27136780 | Bus2=25734587 | Switch=T
New | SwtControl.D115K__2701026 | SwitchedObj=LINE.D115K__2701026 | SwitchedTerm=2 | Action=Closed | Lock=no
New | Line.7TX21__2701179 | Bus1=27136933 | Bus2=25360251 | Switch=T
New | SwtControl.7TX21__2701179 | SwitchedObj=LINE.7TX21__2701179 | SwitchedTerm=2 | Action=Closed | Lock=no
New | Line.U588BH__2693009 | Bus1=26999332 | Bus2=1140108 | Switch=T
New | SwtControl.U588BH__2693009 | SwitchedObj=LINE.U588BH__2693009 | SwitchedTerm=2 | Action=Closed | Lock=no
!New | Line.7TX21__2701178 | Bus1=25360251 | Bus2=27136932 | Switch=T
!New | SwtControl.7TX21__2701178 | SwitchedObj=LINE.7TX21__2701178 | SwitchedTerm=2 | Action=Open | Lock=no
New | Line.84Q25__2693034 | Bus1=25734525 | Bus2=26999357 | Switch=T
New | SwtControl.84Q25__2693034 | SwitchedObj=LINE.84Q25__2693034 | SwitchedTerm=2 | Action=Closed | Lock=no
New | Line.84Q26__2693031 | Bus1=25734528 | Bus2=26999354 | Switch=T
New | SwtControl.84Q26__2693031 | SwitchedObj=LINE.84Q26__2693031 | SwitchedTerm=2 | Action=Closed | Lock=no
New | Line.84Q25__2693033 | Bus1=25734525 | Bus2=26999356 | Switch=T
New | SwtControl.84Q25__2693033 | SwitchedObj=LINE.84Q25__2693033 | SwitchedTerm=2 | Action=Closed | Lock=no
New | Line.84Q26__2693030 | Bus1=25734528 | Bus2=26999353 | Switch=T
New | SwtControl.84Q26__2693030 | SwitchedObj=LINE.84Q26__2693030 | SwitchedTerm=2 | Action=Closed | Lock=no
New | Line.84Q25__2693032 | Bus1=26999355 | Bus2=25734525 | Switch=T
New | SwtControl.84Q25__2693032 | SwitchedObj=LINE.84Q25__2693032 | SwitchedTerm=2 | Action=Closed | Lock=no
New | Line.D111K__2700920 | Bus1=25734605 | Bus2=27136674 | Switch=T
New | SwtControl.D111K__2700920 | SwitchedObj=LINE.D111K__2700920 | SwitchedTerm=2 | Action=Closed | Lock=no
New | Line.A549BH__2692841 | Bus1=1140071 | Bus2=26999164 | Switch=T
New | SwtControl.A549BH__2692841 | SwitchedObj=LINE.A549BH__2692841 | SwitchedTerm=2 | Action=Closed | Lock=no
New | Line.A541BH__2692845 | Bus1=26999168 | Bus2=1139951 | Switch=T
New | SwtControl.A541BH__2692845 | SwitchedObj=LINE.A541BH__2692845 | SwitchedTerm=2 | Action=Closed | Lock=no
New | Line.A549BH__2692840 | Bus1=26999163 | Bus2=1140071 | Switch=T
New | SwtControl.A549BH__2692840 | SwitchedObj=LINE.A549BH__2692840 | SwitchedTerm=2 | Action=Closed | Lock=no
New | Line.A541BH__2692844 | Bus1=1139951 | Bus2=26999167 | Switch=T
New | SwtControl.A541BH__2692844 | SwitchedObj=LINE.A541BH__2692844 | SwitchedTerm=2 | Action=Closed | Lock=no
New | Line.184Q58__104712820 | Bus1=103543473 | Bus2=103543472 | Switch=T
New | SwtControl.184Q58__104712820 | SwitchedObj=LINE.184Q58__104712820 | SwitchedTerm=2 | Action=Closed | Lock=no
New | Line.84Q24__2693039 | Bus1=25734529 | Bus2=26999362 | Switch=T
New | SwtControl.84Q24__2693039 | SwitchedObj=LINE.84Q24__2693039 | SwitchedTerm=2 | Action=Closed | Lock=no
New | Line.8DW53__103222932 | Bus1=103079707 | Bus2=103079713 | Switch=T
New | SwtControl.8DW53__103222932 | SwitchedObj=LINE.8DW53__103222932 | SwitchedTerm=2 | Action=Closed | Lock=no
New | Line.14LH95__2701357 | Bus1=27137111 | Bus2=26896054 | Switch=T
New | SwtControl.14LH95__2701357 | SwitchedObj=LINE.14LH95__2701357 | SwitchedTerm=2 | Action=Closed | Lock=no
New | Line.14LH95__2701356 | Bus1=27137110 | Bus2=26896054 | Switch=T
New | SwtControl.14LH95__2701356 | SwitchedObj=LINE.14LH95__2701356 | SwitchedTerm=2 | Action=Open | Lock=no
New | Line.12128__2700912 | Bus1=25734601 | Bus2=27136666 | Switch=T
New | SwtControl.12128__2700912 | SwitchedObj=LINE.12128__2700912 | SwitchedTerm=2 | Action=Closed | Lock=no
New | Line.2YC86__2700879 | Bus1=27136633 | Bus2=1105450 | Switch=T
New | SwtControl.2YC86__2700879 | SwitchedObj=LINE.2YC86__2700879 | SwitchedTerm=2 | Action=Closed | Lock=no
New | Line.18GC35__105326044 | Bus1=103626611 | Bus2=103626610 | Switch=T
New | SwtControl.18GC35__105326044 | SwitchedObj=LINE.18GC35__105326044 | SwitchedTerm=2 | Action=Open | Lock=no
New | Line.12128__2700911 | Bus1=27136665 | Bus2=25734601 | Switch=T
New | SwtControl.12128__2700911 | SwitchedObj=LINE.12128__2700911 | SwitchedTerm=2 | Action=Closed | Lock=no
New | Line.14LH93__2701370 | Bus1=26907383 | Bus2=27137124 | Switch=T
New | SwtControl.14LH93__2701370 | SwitchedObj=LINE.14LH93__2701370 | SwitchedTerm=2 | Action=Closed | Lock=no
New | Line.18GC35__105326043 | Bus1=103626609 | Bus2=103626610 | Switch=T
New | SwtControl.18GC35__105326043 | SwitchedObj=LINE.18GC35__105326043 | SwitchedTerm=2 | Action=Closed | Lock=no
New | Line.13PX78__2693880 | Bus1=27000203 | Bus2=26709824 | Switch=T
New | SwtControl.13PX78__2693880 | SwitchedObj=LINE.13PX78__2693880 | SwitchedTerm=2 | Action=Closed | Lock=no
New | Line.15QR59__103849343 | Bus1=103249223 | Bus2=103249189 | Switch=T
New | SwtControl.15QR59__103849343 | SwitchedObj=LINE.15QR59__103849343 | SwitchedTerm=2 | Action=Closed | Lock=no
New | Line.13PX77__2693876 | Bus1=27000199 | Bus2=26709815 | Switch=T
New | SwtControl.13PX77__2693876 | SwitchedObj=LINE.13PX77__2693876 | SwitchedTerm=2 | Action=Closed | Lock=no
New | Line.13PX77__2693875 | Bus1=26709815 | Bus2=27000198 | Switch=T
New | SwtControl.13PX77__2693875 | SwitchedObj=LINE.13PX77__2693875 | SwitchedTerm=2 | Action=Closed | Lock=no
New | Line.6TE37__2701140 | Bus1=27136894 | Bus2=25359988 | Switch=T
New | SwtControl.6TE37__2701140 | SwitchedObj=LINE.6TE37__2701140 | SwitchedTerm=2 | Action=Closed | Lock=no
New | Line.CBN13__2700957 | Bus1=1105733 | Bus2=27136711 | Switch=T
New | SwtControl.CBN13__2700957 | SwitchedObj=LINE.CBN13__2700957 | SwitchedTerm=2 | Action=Closed | Lock=no
New | Line.14L810__103098773 | Bus1=103048711 | Bus2=T4795B23_10000004 | Switch=T
New | SwtControl.14L810__103098773 | SwitchedObj=LINE.14L810__103098773 | SwitchedTerm=2 | Action=Closed | Lock=no
New | Line.8EK62__2693049 | Bus1=26999372 | Bus2=25586104 | Switch=T
New | SwtControl.8EK62__2693049 | SwitchedObj=LINE.8EK62__2693049 | SwitchedTerm=2 | Action=Closed | Lock=no
New | Line.CBN13__2700956 | Bus1=27136710 | Bus2=1105733 | Switch=T
New | SwtControl.CBN13__2700956 | SwitchedObj=LINE.CBN13__2700956 | SwitchedTerm=2 | Action=Closed | Lock=no
New | Line.15QR59__103849345 | Bus1=103249189 | Bus2=103249218 | Switch=T
New | SwtControl.15QR59__103849345 | SwitchedObj=LINE.15QR59__103849345 | SwitchedTerm=2 | Action=Closed | Lock=no
New | Line.6TE35__2701141 | Bus1=27136895 | Bus2=25359972 | Switch=T
New | SwtControl.6TE35__2701141 | SwitchedObj=LINE.6TE35__2701141 | SwitchedTerm=2 | Action=Closed | Lock=no
!New | Line.CBN16__2700953 | Bus1=1105719 | Bus2=27136707 | Switch=T
!New | SwtControl.CBN16__2700953 | SwitchedObj=LINE.CBN16__2700953 | SwitchedTerm=2 | Action=Open | Lock=no
New | Line.CBN16__2700952 | Bus1=27136706 | Bus2=1105719 | Switch=T
New | SwtControl.CBN16__2700952 | SwitchedObj=LINE.CBN16__2700952 | SwitchedTerm=2 | Action=Closed | Lock=no
New | Line.6TE35__2701142 | Bus1=25359972 | Bus2=27136896 | Switch=T
New | SwtControl.6TE35__2701142 | SwitchedObj=LINE.6TE35__2701142 | SwitchedTerm=2 | Action=Closed | Lock=no
New | Line.8DR38__104508465 | Bus1=103462488 | Bus2=103462493 | Switch=T
New | SwtControl.8DR38__104508465 | SwitchedObj=LINE.8DR38__104508465 | SwitchedTerm=2 | Action=Closed | Lock=no
New | Line.12127__2700914 | Bus1=25734602 | Bus2=27136668 | Switch=T
New | SwtControl.12127__2700914 | SwitchedObj=LINE.12127__2700914 | SwitchedTerm=2 | Action=Closed | Lock=no
New | Line.12126__2700916 | Bus1=25734603 | Bus2=27136670 | Switch=T
New | SwtControl.12126__2700916 | SwitchedObj=LINE.12126__2700916 | SwitchedTerm=2 | Action=Closed | Lock=no
New | Line.106797__2701119 | Bus1=27136873 | Bus2=25836866 | Switch=T
New | SwtControl.106797__2701119 | SwitchedObj=LINE.106797__2701119 | SwitchedTerm=2 | Action=Closed | Lock=no
New | Line.12127__2700913 | Bus1=27136667 | Bus2=25734602 | Switch=T
New | SwtControl.12127__2700913 | SwitchedObj=LINE.12127__2700913 | SwitchedTerm=2 | Action=Closed | Lock=no
New | Line.158E26__103192138 | Bus1=103072060 | Bus2=103072055 | Switch=T
New | SwtControl.158E26__103192138 | SwitchedObj=LINE.158E26__103192138 | SwitchedTerm=2 | Action=Closed | Lock=no
New | Line.CBN14__2700955 | Bus1=1105735 | Bus2=27136709 | Switch=T
New | SwtControl.CBN14__2700955 | SwitchedObj=LINE.CBN14__2700955 | SwitchedTerm=2 | Action=Closed | Lock=no
New | Line.12126__2700915 | Bus1=27136669 | Bus2=25734603 | Switch=T
New | SwtControl.12126__2700915 | SwitchedObj=LINE.12126__2700915 | SwitchedTerm=2 | Action=Closed | Lock=no
New | Line.8DT82__2693391 | Bus1=26999714 | Bus2=25734570 | Switch=T
New | SwtControl.8DT82__2693391 | SwitchedObj=LINE.8DT82__2693391 | SwitchedTerm=2 | Action=Closed | Lock=no
New | Line.CBN14__2700954 | Bus1=27136708 | Bus2=1105735 | Switch=T
New | SwtControl.CBN14__2700954 | SwitchedObj=LINE.CBN14__2700954 | SwitchedTerm=2 | Action=Closed | Lock=no
New | Line.12125__2700917 | Bus1=27136671 | Bus2=25734604 | Switch=T
New | SwtControl.12125__2700917 | SwitchedObj=LINE.12125__2700917 | SwitchedTerm=2 | Action=Closed | Lock=no
New | Line.8DT82__2693390 | Bus1=25734570 | Bus2=26999713 | Switch=T
New | SwtControl.8DT82__2693390 | SwitchedObj=LINE.8DT82__2693390 | SwitchedTerm=2 | Action=Closed | Lock=no
New | Line.132356__2701086 | Bus1=27136840 | Bus2=26555762 | Switch=T
New | SwtControl.132356__2701086 | SwitchedObj=LINE.132356__2701086 | SwitchedTerm=2 | Action=Closed | Lock=no
!New | Line.132356__2701087 | Bus1=27136841 | Bus2=26555762 | Switch=T
!New | SwtControl.132356__2701087 | SwitchedObj=LINE.132356__2701087 | SwitchedTerm=2 | Action=Open | Lock=no
!New | Line.18LL90__105931322 | Bus1=103649889 | Bus2=103649888 | Switch=T
!New | SwtControl.18LL90__105931322 | SwitchedObj=LINE.18LL90__105931322 | SwitchedTerm=2 | Action=Closed | Lock=no
!New | Line.18LL90__105931321 | Bus1=103649888 | Bus2=103649887 | Switch=T
!New | SwtControl.18LL90__105931321 | SwitchedObj=LINE.18LL90__105931321 | SwitchedTerm=2 | Action=Closed | Lock=no
New | Line.8DR41__2693056 | Bus1=26999379 | Bus2=25426804 | Switch=T
New | SwtControl.8DR41__2693056 | SwitchedObj=LINE.8DR41__2693056 | SwitchedTerm=2 | Action=Closed | Lock=no
New | Line.14FX04__2700770 | Bus1=26859628 | Bus2=27136524 | Switch=T
New | SwtControl.14FX04__2700770 | SwitchedObj=LINE.14FX04__2700770 | SwitchedTerm=2 | Action=Closed | Lock=no
New | Line.8DR41__2693057 | Bus1=25426804 | Bus2=26999380 | Switch=T
New | SwtControl.8DR41__2693057 | SwitchedObj=LINE.8DR41__2693057 | SwitchedTerm=2 | Action=Closed | Lock=no
New | Line.15QR56__103849303 | Bus1=103249181 | Bus2=103249208 | Switch=T
New | SwtControl.15QR56__103849303 | SwitchedObj=LINE.15QR56__103849303 | SwitchedTerm=2 | Action=Closed | Lock=no
New | Line.12125__2700918 | Bus1=25734604 | Bus2=27136672 | Switch=T
New | SwtControl.12125__2700918 | SwitchedObj=LINE.12125__2700918 | SwitchedTerm=2 | Action=Closed | Lock=no
New | Line.14L809__103098742 | Bus1=103041486 | Bus2=103041479 | Switch=T
New | SwtControl.14L809__103098742 | SwitchedObj=LINE.14L809__103098742 | SwitchedTerm=2 | Action=Closed | Lock=no
New | Line.14FX07__2700743 | Bus1=26859623 | Bus2=27136497 | Switch=T
New | SwtControl.14FX07__2700743 | SwitchedObj=LINE.14FX07__2700743 | SwitchedTerm=2 | Action=Closed | Lock=no
New | Line.14FX07__2700744 | Bus1=27136498 | Bus2=26859623 | Switch=T
New | SwtControl.14FX07__2700744 | SwitchedObj=LINE.14FX07__2700744 | SwitchedTerm=2 | Action=Closed | Lock=no
New | Line.13PX95__2693853 | Bus1=27000176 | Bus2=26709803 | Switch=T
New | SwtControl.13PX95__2693853 | SwitchedObj=LINE.13PX95__2693853 | SwitchedTerm=2 | Action=Closed | Lock=no
New | Line.15QR56__103849304 | Bus1=103249210 | Bus2=103249181 | Switch=T
New | SwtControl.15QR56__103849304 | SwitchedObj=LINE.15QR56__103849304 | SwitchedTerm=2 | Action=Closed | Lock=no
New | Line.8DT86__2692950 | Bus1=103079727 | Bus2=25734566 | Switch=T
New | SwtControl.8DT86__2692950 | SwitchedObj=LINE.8DT86__2692950 | SwitchedTerm=2 | Action=Closed | Lock=no
New | Line.11E484__2701111 | Bus1=26128192 | Bus2=27136865 | Switch=T
New | SwtControl.11E484__2701111 | SwitchedObj=LINE.11E484__2701111 | SwitchedTerm=2 | Action=Closed | Lock=no
New | Line.13PX89__2693859 | Bus1=26709745 | Bus2=27000182 | Switch=T
New | SwtControl.13PX89__2693859 | SwitchedObj=LINE.13PX89__2693859 | SwitchedTerm=2 | Action=Closed | Lock=no
New | Line.15QR58__103849329 | Bus1=103249217 | Bus2=103249185 | Switch=T
New | SwtControl.15QR58__103849329 | SwitchedObj=LINE.15QR58__103849329 | SwitchedTerm=2 | Action=Closed | Lock=no
New | Line.18KP64__105820258 | Bus1=103645578 | Bus2=103645577 | Switch=T
New | SwtControl.18KP64__105820258 | SwitchedObj=LINE.18KP64__105820258 | SwitchedTerm=2 | Action=Closed | Lock=no
New | Line.8DT85__2692951 | Bus1=25734567 | Bus2=26999274 | Switch=T
New | SwtControl.8DT85__2692951 | SwitchedObj=LINE.8DT85__2692951 | SwitchedTerm=2 | Action=Closed | Lock=no
New | Line.126696__2693605 | Bus1=26356911 | Bus2=26999928 | Switch=T
New | SwtControl.126696__2693605 | SwitchedObj=LINE.126696__2693605 | SwitchedTerm=2 | Action=Closed | Lock=no
New | Line.18KP64__105820259 | Bus1=103645579 | Bus2=103645578 | Switch=T
New | SwtControl.18KP64__105820259 | SwitchedObj=LINE.18KP64__105820259 | SwitchedTerm=2 | Action=Closed | Lock=no
New | Line.8DT85__2692952 | Bus1=26999275 | Bus2=25734567 | Switch=T
New | SwtControl.8DT85__2692952 | SwitchedObj=LINE.8DT85__2692952 | SwitchedTerm=2 | Action=Closed | Lock=no
New | Line.11E484__2701112 | Bus1=27136866 | Bus2=26128192 | Switch=T
New | SwtControl.11E484__2701112 | SwitchedObj=LINE.11E484__2701112 | SwitchedTerm=2 | Action=Closed | Lock=no
New | Line.126696__2693606 | Bus1=26999929 | Bus2=26356911 | Switch=T
New | SwtControl.126696__2693606 | SwitchedObj=LINE.126696__2693606 | SwitchedTerm=2 | Action=Closed | Lock=no
New | Line.13PX80__2693882 | Bus1=27000205 | Bus2=26709829 | Switch=T
New | SwtControl.13PX80__2693882 | SwitchedObj=LINE.13PX80__2693882 | SwitchedTerm=2 | Action=Closed | Lock=no
New | Line.13PX95__2693854 | Bus1=26709803 | Bus2=27000177 | Switch=T
New | SwtControl.13PX95__2693854 | SwitchedObj=LINE.13PX95__2693854 | SwitchedTerm=2 | Action=Closed | Lock=no
New | Line.13PX96__2693862 | Bus1=27000185 | Bus2=26709751 | Switch=T
New | SwtControl.13PX96__2693862 | SwitchedObj=LINE.13PX96__2693862 | SwitchedTerm=2 | Action=Closed | Lock=no
!New | Line.13PX80__2693881 | Bus1=27000204 | Bus2=26709829 | Switch=T
!New | SwtControl.13PX80__2693881 | SwitchedObj=LINE.13PX80__2693881 | SwitchedTerm=2 | Action=Open | Lock=no
New | Line.13PX85__2693856 | Bus1=26709857 | Bus2=27000179 | Switch=T
New | SwtControl.13PX85__2693856 | SwitchedObj=LINE.13PX85__2693856 | SwitchedTerm=2 | Action=Closed | Lock=no
New | Line.13PX96__2693861 | Bus1=26709751 | Bus2=27000184 | Switch=T
New | SwtControl.13PX96__2693861 | SwitchedObj=LINE.13PX96__2693861 | SwitchedTerm=2 | Action=Closed | Lock=no
New | Line.13PX85__2693855 | Bus1=27000178 | Bus2=26709857 | Switch=T
New | SwtControl.13PX85__2693855 | SwitchedObj=LINE.13PX85__2693855 | SwitchedTerm=2 | Action=Closed | Lock=no
New | Line.9AM90__2693541 | Bus1=25631614 | Bus2=26999864 | Switch=T
New | SwtControl.9AM90__2693541 | SwitchedObj=LINE.9AM90__2693541 | SwitchedTerm=2 | Action=Closed | Lock=no
New | Line.9AM90__2693540 | Bus1=26999863 | Bus2=25631614 | Switch=T
New | SwtControl.9AM90__2693540 | SwitchedObj=LINE.9AM90__2693540 | SwitchedTerm=2 | Action=Closed | Lock=no
New | Line.12AK62__2701081 | Bus1=27136835 | Bus2=26387826 | Switch=T
New | SwtControl.12AK62__2701081 | SwitchedObj=LINE.12AK62__2701081 | SwitchedTerm=2 | Action=Closed | Lock=no
New | Line.12AK62__2701080 | Bus1=26387826 | Bus2=27136834 | Switch=T
New | SwtControl.12AK62__2701080 | SwitchedObj=LINE.12AK62__2701080 | SwitchedTerm=2 | Action=Closed | Lock=no
New | Line.12AK65__2701053 | Bus1=27136807 | Bus2=26387805 | Switch=T
New | SwtControl.12AK65__2701053 | SwitchedObj=LINE.12AK65__2701053 | SwitchedTerm=2 | Action=Closed | Lock=no
New | Line.12AK65__2701052 | Bus1=26387805 | Bus2=27136806 | Switch=T
New | SwtControl.12AK65__2701052 | SwitchedObj=LINE.12AK65__2701052 | SwitchedTerm=2 | Action=Closed | Lock=no
New | Line.14Q050__103267066 | Bus1=103091336 | Bus2=103091333 | Switch=T
New | SwtControl.14Q050__103267066 | SwitchedObj=LINE.14Q050__103267066 | SwitchedTerm=2 | Action=Closed | Lock=no
New | Line.11E481__2701122 | Bus1=27136876 | Bus2=26128176 | Switch=T
New | SwtControl.11E481__2701122 | SwitchedObj=LINE.11E481__2701122 | SwitchedTerm=2 | Action=Closed | Lock=no
New | Line.D100K__2701019 | Bus1=25734594 | Bus2=27136773 | Switch=T
New | SwtControl.D100K__2701019 | SwitchedObj=LINE.D100K__2701019 | SwitchedTerm=2 | Action=Closed | Lock=no
New | Line.15TN71__103913518 | Bus1=103265149 | Bus2=103265082 | Switch=T
New | SwtControl.15TN71__103913518 | SwitchedObj=LINE.15TN71__103913518 | SwitchedTerm=2 | Action=Closed | Lock=no
New | Line.D100K__2701018 | Bus1=27136772 | Bus2=25734594 | Switch=T
New | SwtControl.D100K__2701018 | SwitchedObj=LINE.D100K__2701018 | SwitchedTerm=2 | Action=Closed | Lock=no
New | Line.PBB35__2693006 | Bus1=1140265 | Bus2=26999329 | Switch=T
New | SwtControl.PBB35__2693006 | SwitchedObj=LINE.PBB35__2693006 | SwitchedTerm=2 | Action=Closed | Lock=no
New | Line.15TN71__103913517 | Bus1=103265082 | Bus2=103265146 | Switch=T
New | SwtControl.15TN71__103913517 | SwitchedObj=LINE.15TN71__103913517 | SwitchedTerm=2 | Action=Closed | Lock=no
New | Line.D106K__2700909 | Bus1=27136663 | Bus2=25734600 | Switch=T
New | SwtControl.D106K__2700909 | SwitchedObj=LINE.D106K__2700909 | SwitchedTerm=2 | Action=Closed | Lock=no
New | Line.PBB35__2693004 | Bus1=26999327 | Bus2=1140265 | Switch=T
New | SwtControl.PBB35__2693004 | SwitchedObj=LINE.PBB35__2693004 | SwitchedTerm=2 | Action=Closed | Lock=no
!New | Line.PBB36__2693000 | Bus1=25234913 | Bus2=26999323 | Switch=T
!New | SwtControl.PBB36__2693000 | SwitchedObj=LINE.PBB36__2693000 | SwitchedTerm=2 | Action=Open | Lock=no
New | Line.PBB36__2693001 | Bus1=26999324 | Bus2=25234913 | Switch=T
New | SwtControl.PBB36__2693001 | SwitchedObj=LINE.PBB36__2693001 | SwitchedTerm=2 | Action=Closed | Lock=no
New | Line.7TX18__2701163 | Bus1=25360256 | Bus2=27136917 | Switch=T
New | SwtControl.7TX18__2701163 | SwitchedObj=LINE.7TX18__2701163 | SwitchedTerm=2 | Action=Closed | Lock=no
New | Line.G2636__2692881 | Bus1=25025000 | Bus2=26999204 | Switch=T
New | SwtControl.G2636__2692881 | SwitchedObj=LINE.G2636__2692881 | SwitchedTerm=2 | Action=Closed | Lock=no
New | Line.7TX18__2701162 | Bus1=103125604 | Bus2=25360256 | Switch=T
New | SwtControl.7TX18__2701162 | SwitchedObj=LINE.7TX18__2701162 | SwitchedTerm=2 | Action=Closed | Lock=no
New | Line.G2636__2692880 | Bus1=26999203 | Bus2=25025000 | Switch=T
New | SwtControl.G2636__2692880 | SwitchedObj=LINE.G2636__2692880 | SwitchedTerm=2 | Action=Closed | Lock=no
New | Line.10D187__2679679 | Bus1=25905475 | Bus2=26835312 | Switch=T
New | SwtControl.10D187__2679679 | SwitchedObj=LINE.10D187__2679679 | SwitchedTerm=2 | Action=Closed | Lock=no
New | Line.9AM79__2693531 | Bus1=25631618 | Bus2=26999854 | Switch=T
New | SwtControl.9AM79__2693531 | SwitchedObj=LINE.9AM79__2693531 | SwitchedTerm=2 | Action=Closed | Lock=no
New | Line.9AM79__2693530 | Bus1=26999853 | Bus2=25631618 | Switch=T
New | SwtControl.9AM79__2693530 | SwitchedObj=LINE.9AM79__2693530 | SwitchedTerm=2 | Action=Closed | Lock=no
New | Line.7NX29__2693026 | Bus1=26999349 | Bus2=25734532 | Switch=T
New | SwtControl.7NX29__2693026 | SwitchedObj=LINE.7NX29__2693026 | SwitchedTerm=2 | Action=Closed | Lock=no
New | Line.7NX29__2693025 | Bus1=25734532 | Bus2=26999348 | Switch=T
New | SwtControl.7NX29__2693025 | SwitchedObj=LINE.7NX29__2693025 | SwitchedTerm=2 | Action=Closed | Lock=no
New | Line.9AM78__2693533 | Bus1=25631617 | Bus2=26999856 | Switch=T
New | SwtControl.9AM78__2693533 | SwitchedObj=LINE.9AM78__2693533 | SwitchedTerm=2 | Action=Closed | Lock=no
New | Line.9AM78__2693532 | Bus1=26999855 | Bus2=25631617 | Switch=T
New | SwtControl.9AM78__2693532 | SwitchedObj=LINE.9AM78__2693532 | SwitchedTerm=2 | Action=Closed | Lock=no
New | Line.PBB38__2692849 | Bus1=1139895 | Bus2=26999172 | Switch=T
New | SwtControl.PBB38__2692849 | SwitchedObj=LINE.PBB38__2692849 | SwitchedTerm=2 | Action=Closed | Lock=no
New | Line.7MX02__2701145 | Bus1=27136899 | Bus2=25356096 | Switch=T
New | SwtControl.7MX02__2701145 | SwitchedObj=LINE.7MX02__2701145 | SwitchedTerm=2 | Action=Closed | Lock=no
New | Line.PBB38__2692848 | Bus1=26999171 | Bus2=1139895 | Switch=T
New | SwtControl.PBB38__2692848 | SwitchedObj=LINE.PBB38__2692848 | SwitchedTerm=2 | Action=Closed | Lock=no
New | Line.7MX03__2701147 | Bus1=27136901 | Bus2=25356093 | Switch=T
New | SwtControl.7MX03__2701147 | SwitchedObj=LINE.7MX03__2701147 | SwitchedTerm=2 | Action=Closed | Lock=no
New | Line.U589BH__2693007 | Bus1=26999330 | Bus2=1140263 | Switch=T
New | SwtControl.U589BH__2693007 | SwitchedObj=LINE.U589BH__2693007 | SwitchedTerm=2 | Action=Closed | Lock=no
New | Line.7MX03__2701146 | Bus1=25356093 | Bus2=27136900 | Switch=T
New | SwtControl.7MX03__2701146 | SwitchedObj=LINE.7MX03__2701146 | SwitchedTerm=2 | Action=Closed | Lock=no
New | Line.132357__2693136 | Bus1=26555768 | Bus2=26999459 | Switch=T
New | SwtControl.132357__2693136 | SwitchedObj=LINE.132357__2693136 | SwitchedTerm=2 | Action=Closed | Lock=no
New | Line.132357__2693137 | Bus1=26999460 | Bus2=26555768 | Switch=T
New | SwtControl.132357__2693137 | SwitchedObj=LINE.132357__2693137 | SwitchedTerm=2 | Action=Closed | Lock=no
New | Line.14L343__2700813 | Bus1=26887524 | Bus2=27136567 | Switch=T
New | SwtControl.14L343__2700813 | SwitchedObj=LINE.14L343__2700813 | SwitchedTerm=2 | Action=Closed | Lock=no
New | Line.NV02BH__2692879 | Bus1=25024999 | Bus2=26999202 | Switch=T
New | SwtControl.NV02BH__2692879 | SwitchedObj=LINE.NV02BH__2692879 | SwitchedTerm=2 | Action=Closed | Lock=no
New | Line.132354__2693122 | Bus1=26999445 | Bus2=26555750 | Switch=T
New | SwtControl.132354__2693122 | SwitchedObj=LINE.132354__2693122 | SwitchedTerm=2 | Action=Closed | Lock=no
New | Line.14L343__2700812 | Bus1=27136566 | Bus2=26887524 | Switch=T
New | SwtControl.14L343__2700812 | SwitchedObj=LINE.14L343__2700812 | SwitchedTerm=2 | Action=Closed | Lock=no
New | Line.NV02BH__2692878 | Bus1=26999201 | Bus2=25024999 | Switch=T
New | SwtControl.NV02BH__2692878 | SwitchedObj=LINE.NV02BH__2692878 | SwitchedTerm=2 | Action=Closed | Lock=no
New | Line.132354__2693123 | Bus1=26555750 | Bus2=26999446 | Switch=T
New | SwtControl.132354__2693123 | SwitchedObj=LINE.132354__2693123 | SwitchedTerm=2 | Action=Closed | Lock=no
New | Line.14Q056__103041353 | Bus1=103016847 | Bus2=103016861 | Switch=T
New | SwtControl.14Q056__103041353 | SwitchedObj=LINE.14Q056__103041353 | SwitchedTerm=2 | Action=Closed | Lock=no
New | Line.17BR88__104028972 | Bus1=103294680 | Bus2=103294681 | Switch=T
New | SwtControl.17BR88__104028972 | SwitchedObj=LINE.17BR88__104028972 | SwitchedTerm=2 | Action=Closed | Lock=no
New | Line.7MX03__2701148 | Bus1=25356093 | Bus2=27136902 | Switch=T
New | SwtControl.7MX03__2701148 | SwitchedObj=LINE.7MX03__2701148 | SwitchedTerm=2 | Action=Closed | Lock=no
New | Line.17BR88__104028973 | Bus1=103294679 | Bus2=103294680 | Switch=T
New | SwtControl.17BR88__104028973 | SwitchedObj=LINE.17BR88__104028973 | SwitchedTerm=2 | Action=Closed | Lock=no
New | Line.D862K__2692909 | Bus1=26999232 | Bus2=1105379 | Switch=T
New | SwtControl.D862K__2692909 | SwitchedObj=LINE.D862K__2692909 | SwitchedTerm=2 | Action=Closed | Lock=no
New | Line.D116K__2701025 | Bus1=25734588 | Bus2=27136779 | Switch=T
New | SwtControl.D116K__2701025 | SwitchedObj=LINE.D116K__2701025 | SwitchedTerm=2 | Action=Closed | Lock=no
New | Line.D116K__2701024 | Bus1=27136778 | Bus2=25734588 | Switch=T
New | SwtControl.D116K__2701024 | SwitchedObj=LINE.D116K__2701024 | SwitchedTerm=2 | Action=Closed | Lock=no
New | Line.11E481__103404133 | Bus1=26128176 | Bus2=103125599 | Switch=T
New | SwtControl.11E481__103404133 | SwitchedObj=LINE.11E481__103404133 | SwitchedTerm=2 | Action=Closed | Lock=no
New | Line.14Q056__103041354 | Bus1=103016850 | Bus2=103016847 | Switch=T
New | SwtControl.14Q056__103041354 | SwitchedObj=LINE.14Q056__103041354 | SwitchedTerm=2 | Action=Closed | Lock=no
New | Line.7TX17__2701161 | Bus1=25360267 | Bus2=27136915 | Switch=T
New | SwtControl.7TX17__2701161 | SwitchedObj=LINE.7TX17__2701161 | SwitchedTerm=2 | Action=Closed | Lock=no
New | Line.7TX17__2701160 | Bus1=103125605 | Bus2=25360267 | Switch=T
New | SwtControl.7TX17__2701160 | SwitchedObj=LINE.7TX17__2701160 | SwitchedTerm=2 | Action=Closed | Lock=no
New | Line.D112K__2700922 | Bus1=25734606 | Bus2=27136676 | Switch=T
New | SwtControl.D112K__2700922 | SwitchedObj=LINE.D112K__2700922 | SwitchedTerm=2 | Action=Closed | Lock=no
New | Line.U589BH__2693008 | Bus1=1140263 | Bus2=26999331 | Switch=T
New | SwtControl.U589BH__2693008 | SwitchedObj=LINE.U589BH__2693008 | SwitchedTerm=2 | Action=Closed | Lock=no
New | Line.18FA94__105436416 | Bus1=103631344 | Bus2=103631333 | Switch=T
New | SwtControl.18FA94__105436416 | SwitchedObj=LINE.18FA94__105436416 | SwitchedTerm=2 | Action=Closed | Lock=no
New | Line.7WL58__2701159 | Bus1=27136913 | Bus2=25360263 | Switch=T
New | SwtControl.7WL58__2701159 | SwitchedObj=LINE.7WL58__2701159 | SwitchedTerm=2 | Action=Closed | Lock=no
!New | Line.D118K__2701011 | Bus1=27136765 | Bus2=25734590 | Switch=T
!New | SwtControl.D118K__2701011 | SwitchedObj=LINE.D118K__2701011 | SwitchedTerm=2 | Action=Open | Lock=no
New | Line.7WL58__2701158 | Bus1=25360263 | Bus2=27136912 | Switch=T
New | SwtControl.7WL58__2701158 | SwitchedObj=LINE.7WL58__2701158 | SwitchedTerm=2 | Action=Closed | Lock=no
New | Line.D112K__2700921 | Bus1=27136675 | Bus2=25734606 | Switch=T
New | SwtControl.D112K__2700921 | SwitchedObj=LINE.D112K__2700921 | SwitchedTerm=2 | Action=Closed | Lock=no
New | Line.D118K__2701010 | Bus1=27136764 | Bus2=25734590 | Switch=T
New | SwtControl.D118K__2701010 | SwitchedObj=LINE.D118K__2701010 | SwitchedTerm=2 | Action=Closed | Lock=no
New | Line.13L575__2701318 | Bus1=26679490 | Bus2=27137072 | Switch=T
New | SwtControl.13L575__2701318 | SwitchedObj=LINE.13L575__2701318 | SwitchedTerm=2 | Action=Closed | Lock=no
New | Line.18FA94__105436415 | Bus1=103631332 | Bus2=103631339 | Switch=T
New | SwtControl.18FA94__105436415 | SwitchedObj=LINE.18FA94__105436415 | SwitchedTerm=2 | Action=Closed | Lock=no
New | Line.7X079__2701187 | Bus1=27136941 | Bus2=25360352 | Switch=T
New | SwtControl.7X079__2701187 | SwitchedObj=LINE.7X079__2701187 | SwitchedTerm=2 | Action=Closed | Lock=no
New | Line.106798__2701097 | Bus1=25836864 | Bus2=27136851 | Switch=T
New | SwtControl.106798__2701097 | SwitchedObj=LINE.106798__2701097 | SwitchedTerm=2 | Action=Closed | Lock=no
New | Line.106798__2701098 | Bus1=27136852 | Bus2=25836864 | Switch=T
New | SwtControl.106798__2701098 | SwitchedObj=LINE.106798__2701098 | SwitchedTerm=2 | Action=Closed | Lock=no
New | Line.13L575__2701317 | Bus1=27137071 | Bus2=26679490 | Switch=T
New | SwtControl.13L575__2701317 | SwitchedObj=LINE.13L575__2701317 | SwitchedTerm=2 | Action=Closed | Lock=no
New | Line.132350__2693128 | Bus1=26999451 | Bus2=26555726 | Switch=T
New | SwtControl.132350__2693128 | SwitchedObj=LINE.132350__2693128 | SwitchedTerm=2 | Action=Closed | Lock=no
New | Line.134088__103388666 | Bus1=103121479 | Bus2=103121474 | Switch=T
New | SwtControl.134088__103388666 | SwitchedObj=LINE.134088__103388666 | SwitchedTerm=2 | Action=Closed | Lock=no
New | Line.132350__2693129 | Bus1=26555726 | Bus2=26999452 | Switch=T
New | SwtControl.132350__2693129 | SwitchedObj=LINE.132350__2693129 | SwitchedTerm=2 | Action=Closed | Lock=no
New | Line.134088__103388667 | Bus1=103121475 | Bus2=103121503 | Switch=T
New | SwtControl.134088__103388667 | SwitchedObj=LINE.134088__103388667 | SwitchedTerm=2 | Action=Closed | Lock=no
New | Line.134088__103388665 | Bus1=103121475 | Bus2=103121504 | Switch=T
New | SwtControl.134088__103388665 | SwitchedObj=LINE.134088__103388665 | SwitchedTerm=2 | Action=Closed | Lock=no
New | Line.106807__2701110 | Bus1=27136864 | Bus2=25836870 | Switch=T
New | SwtControl.106807__2701110 | SwitchedObj=LINE.106807__2701110 | SwitchedTerm=2 | Action=Closed | Lock=no
New | Line.13L572__2701325 | Bus1=26679487 | Bus2=27137079 | Switch=T
New | SwtControl.13L572__2701325 | SwitchedObj=LINE.13L572__2701325 | SwitchedTerm=2 | Action=Closed | Lock=no
New | Line.6TE40__2701144 | Bus1=27136898 | Bus2=25359989 | Switch=T
New | SwtControl.6TE40__2701144 | SwitchedObj=LINE.6TE40__2701144 | SwitchedTerm=2 | Action=Closed | Lock=no
New | Line.13L572__2701326 | Bus1=27137080 | Bus2=26679487 | Switch=T
New | SwtControl.13L572__2701326 | SwitchedObj=LINE.13L572__2701326 | SwitchedTerm=2 | Action=Closed | Lock=no
New | Line.144381__2701340 | Bus1=26776411 | Bus2=27137094 | Switch=T
New | SwtControl.144381__2701340 | SwitchedObj=LINE.144381__2701340 | SwitchedTerm=2 | Action=Closed | Lock=no
New | Line.144379__2701341 | Bus1=27137095 | Bus2=26776425 | Switch=T
New | SwtControl.144379__2701341 | SwitchedObj=LINE.144379__2701341 | SwitchedTerm=2 | Action=Closed | Lock=no
New | Line.6TE40__2701143 | Bus1=25359989 | Bus2=27136897 | Switch=T
New | SwtControl.6TE40__2701143 | SwitchedObj=LINE.6TE40__2701143 | SwitchedTerm=2 | Action=Closed | Lock=no
New | Line.106806__2701107 | Bus1=27136861 | Bus2=25836853 | Switch=T
New | SwtControl.106806__2701107 | SwitchedObj=LINE.106806__2701107 | SwitchedTerm=2 | Action=Closed | Lock=no
!New | Line.144379__2701342 | Bus1=26776425 | Bus2=27137096 | Switch=T
!New | SwtControl.144379__2701342 | SwitchedObj=LINE.144379__2701342 | SwitchedTerm=2 | Action=Open | Lock=no
New | Line.7X078__2701189 | Bus1=25360254 | Bus2=27136943 | Switch=T
New | SwtControl.7X078__2701189 | SwitchedObj=LINE.7X078__2701189 | SwitchedTerm=2 | Action=Closed | Lock=no
New | Line.106806__2701108 | Bus1=25836853 | Bus2=27136862 | Switch=T
New | SwtControl.106806__2701108 | SwitchedObj=LINE.106806__2701108 | SwitchedTerm=2 | Action=Closed | Lock=no
New | Line.7X078__2701188 | Bus1=27136942 | Bus2=25360254 | Switch=T
New | SwtControl.7X078__2701188 | SwitchedObj=LINE.7X078__2701188 | SwitchedTerm=2 | Action=Closed | Lock=no
New | Line.107H65__2693079 | Bus1=26999402 | Bus2=25894028 | Switch=T
New | SwtControl.107H65__2693079 | SwitchedObj=LINE.107H65__2693079 | SwitchedTerm=2 | Action=Closed | Lock=no
New | Line.18KP63__105820254 | Bus1=103645566 | Bus2=103645565 | Switch=T
New | SwtControl.18KP63__105820254 | SwitchedObj=LINE.18KP63__105820254 | SwitchedTerm=2 | Action=Closed | Lock=no
New | Line.18KP63__105820255 | Bus1=103645567 | Bus2=103645566 | Switch=T
New | SwtControl.18KP63__105820255 | SwitchedObj=LINE.18KP63__105820255 | SwitchedTerm=2 | Action=Closed | Lock=no
New | Line.17KH64__104679532 | Bus1=103529680 | Bus2=103359454 | Switch=T
New | SwtControl.17KH64__104679532 | SwitchedObj=LINE.17KH64__104679532 | SwitchedTerm=2 | Action=Closed | Lock=no
New | Line.13L569__2701319 | Bus1=26679484 | Bus2=27137073 | Switch=T
New | SwtControl.13L569__2701319 | SwitchedObj=LINE.13L569__2701319 | SwitchedTerm=2 | Action=Closed | Lock=no
New | Line.17DH84__104079500 | Bus1=103307201 | Bus2=103307200 | Switch=T
New | SwtControl.17DH84__104079500 | SwitchedObj=LINE.17DH84__104079500 | SwitchedTerm=2 | Action=Closed | Lock=no
New | Line.17DH84__104079501 | Bus1=103307202 | Bus2=103307201 | Switch=T
New | SwtControl.17DH84__104079501 | SwitchedObj=LINE.17DH84__104079501 | SwitchedTerm=2 | Action=Closed | Lock=no
New | Line.G260K__2700943 | Bus1=27136697 | Bus2=1105149 | Switch=T
New | SwtControl.G260K__2700943 | SwitchedObj=LINE.G260K__2700943 | SwitchedTerm=2 | Action=Closed | Lock=no
New | Line.8R719__2685194 | Bus1=26991512 | Bus2=25490382 | Switch=T
New | SwtControl.8R719__2685194 | SwitchedObj=LINE.8R719__2685194 | SwitchedTerm=2 | Action=Closed | Lock=no
New | Line.G260K__2700942 | Bus1=1105149 | Bus2=27136696 | Switch=T
New | SwtControl.G260K__2700942 | SwitchedObj=LINE.G260K__2700942 | SwitchedTerm=2 | Action=Closed | Lock=no
New | Line.8R719__2685195 | Bus1=25490382 | Bus2=26991513 | Switch=T
New | SwtControl.8R719__2685195 | SwitchedObj=LINE.8R719__2685195 | SwitchedTerm=2 | Action=Closed | Lock=no
New | Line.10CY29__2680786 | Bus1=26803448 | Bus2=103041862 | Switch=T
New | SwtControl.10CY29__2680786 | SwitchedObj=LINE.10CY29__2680786 | SwitchedTerm=2 | Action=Closed | Lock=no
New | Line.7WL56__2701155 | Bus1=27136909 | Bus2=25360258 | Switch=T
New | SwtControl.7WL56__2701155 | SwitchedObj=LINE.7WL56__2701155 | SwitchedTerm=2 | Action=Closed | Lock=no
New | Line.5ZV69__2692857 | Bus1=1139802 | Bus2=26999180 | Switch=T
New | SwtControl.5ZV69__2692857 | SwitchedObj=LINE.5ZV69__2692857 | SwitchedTerm=2 | Action=Closed | Lock=no
New | Line.7WL56__2701154 | Bus1=25360258 | Bus2=27136908 | Switch=T
New | SwtControl.7WL56__2701154 | SwitchedObj=LINE.7WL56__2701154 | SwitchedTerm=2 | Action=Closed | Lock=no
New | Line.7WL57__2701153 | Bus1=25360259 | Bus2=27136907 | Switch=T
New | SwtControl.7WL57__2701153 | SwitchedObj=LINE.7WL57__2701153 | SwitchedTerm=2 | Action=Closed | Lock=no
New | Line.5ZV69__2692856 | Bus1=26999179 | Bus2=1139802 | Switch=T
New | SwtControl.5ZV69__2692856 | SwitchedObj=LINE.5ZV69__2692856 | SwitchedTerm=2 | Action=Closed | Lock=no
New | Line.7WL57__2701152 | Bus1=27136906 | Bus2=25360259 | Switch=T
New | SwtControl.7WL57__2701152 | SwitchedObj=LINE.7WL57__2701152 | SwitchedTerm=2 | Action=Closed | Lock=no
New | Line.86093__2700208 | Bus1=27135962 | Bus2=25429364 | Switch=T
New | SwtControl.86093__2700208 | SwitchedObj=LINE.86093__2700208 | SwitchedTerm=2 | Action=Closed | Lock=no
New | Line.8R719__2685193 | Bus1=25490382 | Bus2=103125609 | Switch=T
New | SwtControl.8R719__2685193 | SwitchedObj=LINE.8R719__2685193 | SwitchedTerm=2 | Action=Closed | Lock=no
New | Line.18GC33__105326049 | Bus1=103626606 | Bus2=103626607 | Switch=T
New | SwtControl.18GC33__105326049 | SwitchedObj=LINE.18GC33__105326049 | SwitchedTerm=2 | Action=Closed | Lock=no
New | Line.102L16__2701166 | Bus1=25750595 | Bus2=27136920 | Switch=T
New | SwtControl.102L16__2701166 | SwitchedObj=LINE.102L16__2701166 | SwitchedTerm=2 | Action=Closed | Lock=no
New | Line.102L16__2701167 | Bus1=27136921 | Bus2=25750595 | Switch=T
New | SwtControl.102L16__2701167 | SwitchedObj=LINE.102L16__2701167 | SwitchedTerm=2 | Action=Closed | Lock=no
New | Line.7WL54__2701157 | Bus1=25360261 | Bus2=27136911 | Switch=T
New | SwtControl.7WL54__2701157 | SwitchedObj=LINE.7WL54__2701157 | SwitchedTerm=2 | Action=Closed | Lock=no
New | Line.7WL54__2701156 | Bus1=27136910 | Bus2=25360261 | Switch=T
New | SwtControl.7WL54__2701156 | SwitchedObj=LINE.7WL54__2701156 | SwitchedTerm=2 | Action=Closed | Lock=no
New | Line.8DR38__104508466 | Bus1=103462489 | Bus2=103462494 | Switch=T
New | SwtControl.8DR38__104508466 | SwitchedObj=LINE.8DR38__104508466 | SwitchedTerm=2 | Action=Closed | Lock=no
New | Line.9WF48__2701008 | Bus1=27136762 | Bus2=25876078 | Switch=T
New | SwtControl.9WF48__2701008 | SwitchedObj=LINE.9WF48__2701008 | SwitchedTerm=2 | Action=Closed | Lock=no
New | Line.119P96__2693154 | Bus1=26139234 | Bus2=26999477 | Switch=T
New | SwtControl.119P96__2693154 | SwitchedObj=LINE.119P96__2693154 | SwitchedTerm=2 | Action=Closed | Lock=no
New | Line.119P96__2693153 | Bus1=26999476 | Bus2=26139234 | Switch=T
New | SwtControl.119P96__2693153 | SwitchedObj=LINE.119P96__2693153 | SwitchedTerm=2 | Action=Closed | Lock=no
New | Line.119M15__2701128 | Bus1=27136882 | Bus2=26331052 | Switch=T
New | SwtControl.119M15__2701128 | SwitchedObj=LINE.119M15__2701128 | SwitchedTerm=2 | Action=Closed | Lock=no
New | Line.D101K__2701017 | Bus1=25734593 | Bus2=27136771 | Switch=T
New | SwtControl.D101K__2701017 | SwitchedObj=LINE.D101K__2701017 | SwitchedTerm=2 | Action=Closed | Lock=no
New | Line.D101K__2701016 | Bus1=27136770 | Bus2=25734593 | Switch=T
New | SwtControl.D101K__2701016 | SwitchedObj=LINE.D101K__2701016 | SwitchedTerm=2 | Action=Closed | Lock=no
New | Line.7NX10__2693077 | Bus1=25734533 | Bus2=26999400 | Switch=T
New | SwtControl.7NX10__2693077 | SwitchedObj=LINE.7NX10__2693077 | SwitchedTerm=2 | Action=Closed | Lock=no
New | Line.7NX11__2693072 | Bus1=26999395 | Bus2=25734563 | Switch=T
New | SwtControl.7NX11__2693072 | SwitchedObj=LINE.7NX11__2693072 | SwitchedTerm=2 | Action=Closed | Lock=no
New | Line.8DR55__2693054 | Bus1=25426806 | Bus2=26999377 | Switch=T
New | SwtControl.8DR55__2693054 | SwitchedObj=LINE.8DR55__2693054 | SwitchedTerm=2 | Action=Closed | Lock=no
New | Line.8DT91__2693190 | Bus1=26999513 | Bus2=25734540 | Switch=T
New | SwtControl.8DT91__2693190 | SwitchedObj=LINE.8DT91__2693190 | SwitchedTerm=2 | Action=Closed | Lock=no
New | Line.7NX10__2693076 | Bus1=25734533 | Bus2=103079726 | Switch=T
New | SwtControl.7NX10__2693076 | SwitchedObj=LINE.7NX10__2693076 | SwitchedTerm=2 | Action=Closed | Lock=no
New | Line.8DR55__2693055 | Bus1=26999378 | Bus2=25426806 | Switch=T
New | SwtControl.8DR55__2693055 | SwitchedObj=LINE.8DR55__2693055 | SwitchedTerm=2 | Action=Closed | Lock=no
!New | Line.A488BH__2692832 | Bus1=1140293 | Bus2=26999155 | Switch=T
!New | SwtControl.A488BH__2692832 | SwitchedObj=LINE.A488BH__2692832 | SwitchedTerm=2 | Action=Open | Lock=no
New | Line.14FX08__104079443 | Bus1=26859622 | Bus2=103321729 | Switch=T
New | SwtControl.14FX08__104079443 | SwitchedObj=LINE.14FX08__104079443 | SwitchedTerm=2 | Action=Closed | Lock=no
New | Line.8DT92__2693191 | Bus1=25734539 | Bus2=26999514 | Switch=T
New | SwtControl.8DT92__2693191 | SwitchedObj=LINE.8DT92__2693191 | SwitchedTerm=2 | Action=Closed | Lock=no
New | Line.A488BH__2692831 | Bus1=26999154 | Bus2=1140293 | Switch=T
New | SwtControl.A488BH__2692831 | SwitchedObj=LINE.A488BH__2692831 | SwitchedTerm=2 | Action=Closed | Lock=no
New | Line.18GC40__105326057 | Bus1=103626619 | Bus2=103626618 | Switch=T
New | SwtControl.18GC40__105326057 | SwitchedObj=LINE.18GC40__105326057 | SwitchedTerm=2 | Action=Closed | Lock=no
New | Line.8DT92__2693193 | Bus1=25734539 | Bus2=26999516 | Switch=T
New | SwtControl.8DT92__2693193 | SwitchedObj=LINE.8DT92__2693193 | SwitchedTerm=2 | Action=Closed | Lock=no
New | Line.7NX11__2693075 | Bus1=25734563 | Bus2=26999398 | Switch=T
New | SwtControl.7NX11__2693075 | SwitchedObj=LINE.7NX11__2693075 | SwitchedTerm=2 | Action=Closed | Lock=no
New | Line.8DT92__2693192 | Bus1=26999515 | Bus2=25734539 | Switch=T
New | SwtControl.8DT92__2693192 | SwitchedObj=LINE.8DT92__2693192 | SwitchedTerm=2 | Action=Closed | Lock=no
New | Line.183Y13__104695300 | Bus1=103536788 | Bus2=103536835 | Switch=T
New | SwtControl.183Y13__104695300 | SwitchedObj=LINE.183Y13__104695300 | SwitchedTerm=2 | Action=Closed | Lock=no
New | Line.7NX11__2693074 | Bus1=26999397 | Bus2=25734563 | Switch=T
New | SwtControl.7NX11__2693074 | SwitchedObj=LINE.7NX11__2693074 | SwitchedTerm=2 | Action=Closed | Lock=no
New | Line.183Y13__104695301 | Bus1=103536836 | Bus2=103536788 | Switch=T
New | SwtControl.183Y13__104695301 | SwitchedObj=LINE.183Y13__104695301 | SwitchedTerm=2 | Action=Closed | Lock=no
New | Line.14NJ19__103098852 | Bus1=103041529 | Bus2=103041526 | Switch=T
New | SwtControl.14NJ19__103098852 | SwitchedObj=LINE.14NJ19__103098852 | SwitchedTerm=2 | Action=Closed | Lock=no
New | Line.8DR38__104508468 | Bus1=103462496 | Bus2=103462491 | Switch=T
New | SwtControl.8DR38__104508468 | SwitchedObj=LINE.8DR38__104508468 | SwitchedTerm=2 | Action=Closed | Lock=no
New | Line.8R717__2685196 | Bus1=26991514 | Bus2=25490381 | Switch=T
New | SwtControl.8R717__2685196 | SwitchedObj=LINE.8R717__2685196 | SwitchedTerm=2 | Action=Closed | Lock=no
New | Line.G256K__2700934 | Bus1=1105313 | Bus2=27136688 | Switch=T
New | SwtControl.G256K__2700934 | SwitchedObj=LINE.G256K__2700934 | SwitchedTerm=2 | Action=Closed | Lock=no
New | Line.8R717__2685197 | Bus1=25490381 | Bus2=26991515 | Switch=T
New | SwtControl.8R717__2685197 | SwitchedObj=LINE.8R717__2685197 | SwitchedTerm=2 | Action=Closed | Lock=no
New | Line.G256K__2700935 | Bus1=27136689 | Bus2=1105313 | Switch=T
New | SwtControl.G256K__2700935 | SwitchedObj=LINE.G256K__2700935 | SwitchedTerm=2 | Action=Closed | Lock=no
New | Line.G254K__2700927 | Bus1=25734641 | Bus2=27136681 | Switch=T
New | SwtControl.G254K__2700927 | SwitchedObj=LINE.G254K__2700927 | SwitchedTerm=2 | Action=Closed | Lock=no
New | Line.18GC40__105326058 | Bus1=103626618 | Bus2=103626617 | Switch=T
New | SwtControl.18GC40__105326058 | SwitchedObj=LINE.18GC40__105326058 | SwitchedTerm=2 | Action=Closed | Lock=no
New | Line.8R714__2685198 | Bus1=26991516 | Bus2=25490379 | Switch=T
New | SwtControl.8R714__2685198 | SwitchedObj=LINE.8R714__2685198 | SwitchedTerm=2 | Action=Closed | Lock=no
New | Line.18KP62__105820252 | Bus1=103645574 | Bus2=103645575 | Switch=T
New | SwtControl.18KP62__105820252 | SwitchedObj=LINE.18KP62__105820252 | SwitchedTerm=2 | Action=Closed | Lock=no
New | Line.8R714__2685199 | Bus1=25490379 | Bus2=26991517 | Switch=T
New | SwtControl.8R714__2685199 | SwitchedObj=LINE.8R714__2685199 | SwitchedTerm=2 | Action=Closed | Lock=no
New | Line.18KP62__105820253 | Bus1=103645573 | Bus2=103645574 | Switch=T
New | SwtControl.18KP62__105820253 | SwitchedObj=LINE.18KP62__105820253 | SwitchedTerm=2 | Action=Closed | Lock=no
New | Line.106800__2701099 | Bus1=27136853 | Bus2=25836861 | Switch=T
New | SwtControl.106800__2701099 | SwitchedObj=LINE.106800__2701099 | SwitchedTerm=2 | Action=Closed | Lock=no
New | Line.14L470__2700829 | Bus1=27136583 | Bus2=26887565 | Switch=T
New | SwtControl.14L470__2700829 | SwitchedObj=LINE.14L470__2700829 | SwitchedTerm=2 | Action=Closed | Lock=no
New | Line.G254K__2700928 | Bus1=27136682 | Bus2=25734641 | Switch=T
New | SwtControl.G254K__2700928 | SwitchedObj=LINE.G254K__2700928 | SwitchedTerm=2 | Action=Closed | Lock=no
New | Line.14G318__2700768 | Bus1=27136522 | Bus2=26859780 | Switch=T
New | SwtControl.14G318__2700768 | SwitchedObj=LINE.14G318__2700768 | SwitchedTerm=2 | Action=Closed | Lock=no
New | Line.B122K__2701360 | Bus1=27137114 | Bus2=1106342 | Switch=T
New | SwtControl.B122K__2701360 | SwitchedObj=LINE.B122K__2701360 | SwitchedTerm=2 | Action=Closed | Lock=no
New | Line.5DP92__2693161 | Bus1=25734544 | Bus2=26999484 | Switch=T
New | SwtControl.5DP92__2693161 | SwitchedObj=LINE.5DP92__2693161 | SwitchedTerm=2 | Action=Closed | Lock=no
New | Line.5DP92__2693160 | Bus1=26999483 | Bus2=25734544 | Switch=T
New | SwtControl.5DP92__2693160 | SwitchedObj=LINE.5DP92__2693160 | SwitchedTerm=2 | Action=Closed | Lock=no
New | Line.132415__2693113 | Bus1=26555815 | Bus2=26999436 | Switch=T
New | SwtControl.132415__2693113 | SwitchedObj=LINE.132415__2693113 | SwitchedTerm=2 | Action=Closed | Lock=no
New | Line.5DP93__2693169 | Bus1=25734553 | Bus2=26999492 | Switch=T
New | SwtControl.5DP93__2693169 | SwitchedObj=LINE.5DP93__2693169 | SwitchedTerm=2 | Action=Closed | Lock=no
New | Line.RFJ61__2693070 | Bus1=1105381 | Bus2=26999393 | Switch=T
New | SwtControl.RFJ61__2693070 | SwitchedObj=LINE.RFJ61__2693070 | SwitchedTerm=2 | Action=Closed | Lock=no
New | Line.5DP93__2693168 | Bus1=26999491 | Bus2=25734553 | Switch=T
New | SwtControl.5DP93__2693168 | SwitchedObj=LINE.5DP93__2693168 | SwitchedTerm=2 | Action=Closed | Lock=no
New | Line.RFJ61__2693071 | Bus1=26999394 | Bus2=1105381 | Switch=T
New | SwtControl.RFJ61__2693071 | SwitchedObj=LINE.RFJ61__2693071 | SwitchedTerm=2 | Action=Closed | Lock=no
New | Line.5DP97__2693163 | Bus1=25734550 | Bus2=26999486 | Switch=T
New | SwtControl.5DP97__2693163 | SwitchedObj=LINE.5DP97__2693163 | SwitchedTerm=2 | Action=Closed | Lock=no
New | Line.18GC32__105326047 | Bus1=103631267 | Bus2=103626594 | Switch=T
New | SwtControl.18GC32__105326047 | SwitchedObj=LINE.18GC32__105326047 | SwitchedTerm=2 | Action=Closed | Lock=no
New | Line.5DP96__2693165 | Bus1=25734551 | Bus2=103476241 | Switch=T
New | SwtControl.5DP96__2693165 | SwitchedObj=LINE.5DP96__2693165 | SwitchedTerm=2 | Action=Closed | Lock=no
New | Line.5DP97__2693162 | Bus1=26999485 | Bus2=25734550 | Switch=T
New | SwtControl.5DP97__2693162 | SwitchedObj=LINE.5DP97__2693162 | SwitchedTerm=2 | Action=Closed | Lock=no
New | Line.5DP95__2693167 | Bus1=25734552 | Bus2=26999490 | Switch=T
New | SwtControl.5DP95__2693167 | SwitchedObj=LINE.5DP95__2693167 | SwitchedTerm=2 | Action=Closed | Lock=no
New | Line.5DP96__2693164 | Bus1=26999487 | Bus2=25734551 | Switch=T
New | SwtControl.5DP96__2693164 | SwitchedObj=LINE.5DP96__2693164 | SwitchedTerm=2 | Action=Closed | Lock=no
New | Line.132415__2693114 | Bus1=26999437 | Bus2=26555815 | Switch=T
New | SwtControl.132415__2693114 | SwitchedObj=LINE.132415__2693114 | SwitchedTerm=2 | Action=Closed | Lock=no
New | Line.14G318__2700765 | Bus1=103045219 | Bus2=26859780 | Switch=T
New | SwtControl.14G318__2700765 | SwitchedObj=LINE.14G318__2700765 | SwitchedTerm=2 | Action=Closed | Lock=no
New | Line.17Q660__104378564 | Bus1=103413073 | Bus2=103413072 | Switch=T
New | SwtControl.17Q660__104378564 | SwitchedObj=LINE.17Q660__104378564 | SwitchedTerm=2 | Action=Closed | Lock=no
New | Line.5DP95__2693166 | Bus1=26999489 | Bus2=25734552 | Switch=T
New | SwtControl.5DP95__2693166 | SwitchedObj=LINE.5DP95__2693166 | SwitchedTerm=2 | Action=Closed | Lock=no
New | Line.132415__2693115 | Bus1=26555815 | Bus2=26999438 | Switch=T
New | SwtControl.132415__2693115 | SwitchedObj=LINE.132415__2693115 | SwitchedTerm=2 | Action=Closed | Lock=no
New | Line.14G318__2700766 | Bus1=27136520 | Bus2=26859780 | Switch=T
New | SwtControl.14G318__2700766 | SwitchedObj=LINE.14G318__2700766 | SwitchedTerm=2 | Action=Closed | Lock=no
New | Line.17Q660__104378565 | Bus1=103413072 | Bus2=103413071 | Switch=T
New | SwtControl.17Q660__104378565 | SwitchedObj=LINE.17Q660__104378565 | SwitchedTerm=2 | Action=Closed | Lock=no
New | Line.14G318__2700767 | Bus1=103125253 | Bus2=26859780 | Switch=T
New | SwtControl.14G318__2700767 | SwitchedObj=LINE.14G318__2700767 | SwitchedTerm=2 | Action=Closed | Lock=no
New | Line.84Q23__2693022 | Bus1=25734526 | Bus2=26999345 | Switch=T
New | SwtControl.84Q23__2693022 | SwitchedObj=LINE.84Q23__2693022 | SwitchedTerm=2 | Action=Closed | Lock=no
New | Line.84Q23__2693021 | Bus1=26999344 | Bus2=25734526 | Switch=T
New | SwtControl.84Q23__2693021 | SwitchedObj=LINE.84Q23__2693021 | SwitchedTerm=2 | Action=Closed | Lock=no
New | Line.84Q22__2693020 | Bus1=26999343 | Bus2=25734527 | Switch=T
New | SwtControl.84Q22__2693020 | SwitchedObj=LINE.84Q22__2693020 | SwitchedTerm=2 | Action=Closed | Lock=no
New | Line.187W44__104783614 | Bus1=103571155 | Bus2=103571152 | Switch=T
New | SwtControl.187W44__104783614 | SwitchedObj=LINE.187W44__104783614 | SwitchedTerm=2 | Action=Closed | Lock=no
New | Line.187W44__104783615 | Bus1=103571152 | Bus2=103571154 | Switch=T
New | SwtControl.187W44__104783615 | SwitchedObj=LINE.187W44__104783615 | SwitchedTerm=2 | Action=Closed | Lock=no
New | Line.6TE39__2701135 | Bus1=25359971 | Bus2=27136889 | Switch=T
New | SwtControl.6TE39__2701135 | SwitchedObj=LINE.6TE39__2701135 | SwitchedTerm=2 | Action=Closed | Lock=no
New | Line.7NW53__2692933 | Bus1=25734557 | Bus2=26999256 | Switch=T
New | SwtControl.7NW53__2692933 | SwitchedObj=LINE.7NW53__2692933 | SwitchedTerm=2 | Action=Closed | Lock=no
New | Line.14L468__2700825 | Bus1=27136579 | Bus2=26887563 | Switch=T
New | SwtControl.14L468__2700825 | SwitchedObj=LINE.14L468__2700825 | SwitchedTerm=2 | Action=Closed | Lock=no
New | Line.18GC32__105326048 | Bus1=103626594 | Bus2=103626595 | Switch=T
New | SwtControl.18GC32__105326048 | SwitchedObj=LINE.18GC32__105326048 | SwitchedTerm=2 | Action=Closed | Lock=no
New | Line.7NW53__2692932 | Bus1=26999255 | Bus2=25734557 | Switch=T
New | SwtControl.7NW53__2692932 | SwitchedObj=LINE.7NW53__2692932 | SwitchedTerm=2 | Action=Closed | Lock=no
New | Line.9WA89__2701062 | Bus1=27136816 | Bus2=25873716 | Switch=T
New | SwtControl.9WA89__2701062 | SwitchedObj=LINE.9WA89__2701062 | SwitchedTerm=2 | Action=Closed | Lock=no
New | Line.9WA89__2701061 | Bus1=25873716 | Bus2=27136815 | Switch=T
New | SwtControl.9WA89__2701061 | SwitchedObj=LINE.9WA89__2701061 | SwitchedTerm=2 | Action=Closed | Lock=no
New | Line.6TE39__2701136 | Bus1=27136890 | Bus2=25359971 | Switch=T
New | SwtControl.6TE39__2701136 | SwitchedObj=LINE.6TE39__2701136 | SwitchedTerm=2 | Action=Closed | Lock=no
New | Line.14L468__2700826 | Bus1=26887563 | Bus2=27136580 | Switch=T
New | SwtControl.14L468__2700826 | SwitchedObj=LINE.14L468__2700826 | SwitchedTerm=2 | Action=Closed | Lock=no
New | Line.159X48__103337271 | Bus1=103108310 | Bus2=T4795B23_10000006 | Switch=T
New | SwtControl.159X48__103337271 | SwitchedObj=LINE.159X48__103337271 | SwitchedTerm=2 | Action=Closed | Lock=no
New | Line.D117K__2701023 | Bus1=25734589 | Bus2=27136777 | Switch=T
New | SwtControl.D117K__2701023 | SwitchedObj=LINE.D117K__2701023 | SwitchedTerm=2 | Action=Closed | Lock=no
New | Line.D113K__2700924 | Bus1=25734607 | Bus2=27136678 | Switch=T
New | SwtControl.D113K__2700924 | SwitchedObj=LINE.D113K__2700924 | SwitchedTerm=2 | Action=Closed | Lock=no
New | Line.D117K__2701022 | Bus1=27136776 | Bus2=25734589 | Switch=T
New | SwtControl.D117K__2701022 | SwitchedObj=LINE.D117K__2701022 | SwitchedTerm=2 | Action=Closed | Lock=no
New | Line.186Q95__104672519 | Bus1=103527272 | Bus2=103527271 | Switch=T
New | SwtControl.186Q95__104672519 | SwitchedObj=LINE.186Q95__104672519 | SwitchedTerm=2 | Action=Closed | Lock=no
New | Line.D113K__2700923 | Bus1=27136677 | Bus2=25734607 | Switch=T
New | SwtControl.D113K__2700923 | SwitchedObj=LINE.D113K__2700923 | SwitchedTerm=2 | Action=Closed | Lock=no
New | Line.6MG75__2663810 | Bus1=26331049 | Bus2=25932967 | Switch=T
New | SwtControl.6MG75__2663810 | SwitchedObj=LINE.6MG75__2663810 | SwitchedTerm=2 | Action=Closed | Lock=no
New | Line.84Q26__2693029 | Bus1=26999352 | Bus2=25734528 | Switch=T
New | SwtControl.84Q26__2693029 | SwitchedObj=LINE.84Q26__2693029 | SwitchedTerm=2 | Action=Closed | Lock=no
New | Line.NV08__2692883 | Bus1=25024995 | Bus2=26999206 | Switch=T
New | SwtControl.NV08__2692883 | SwitchedObj=LINE.NV08__2692883 | SwitchedTerm=2 | Action=Closed | Lock=no
New | Line.NV08__2692882 | Bus1=26999205 | Bus2=25024995 | Switch=T
New | SwtControl.NV08__2692882 | SwitchedObj=LINE.NV08__2692882 | SwitchedTerm=2 | Action=Closed | Lock=no
New | Line.14LH93__2701369 | Bus1=27137123 | Bus2=26907383 | Switch=T
New | SwtControl.14LH93__2701369 | SwitchedObj=LINE.14LH93__2701369 | SwitchedTerm=2 | Action=Closed | Lock=no
New | Line.6TE33__2701131 | Bus1=25359969 | Bus2=27136885 | Switch=T
New | SwtControl.6TE33__2701131 | SwitchedObj=LINE.6TE33__2701131 | SwitchedTerm=2 | Action=Closed | Lock=no
New | Line.183Y09__104695276 | Bus1=103536777 | Bus2=103536820 | Switch=T
New | SwtControl.183Y09__104695276 | SwitchedObj=LINE.183Y09__104695276 | SwitchedTerm=2 | Action=Closed | Lock=no
New | Line.7NW59__2692935 | Bus1=26999258 | Bus2=25734558 | Switch=T
New | SwtControl.7NW59__2692935 | SwitchedObj=LINE.7NW59__2692935 | SwitchedTerm=2 | Action=Closed | Lock=no
New | Line.6TE33__2701132 | Bus1=27136886 | Bus2=25359969 | Switch=T
New | SwtControl.6TE33__2701132 | SwitchedObj=LINE.6TE33__2701132 | SwitchedTerm=2 | Action=Closed | Lock=no
New | Line.7NW59__2692934 | Bus1=25734558 | Bus2=26999257 | Switch=T
New | SwtControl.7NW59__2692934 | SwitchedObj=LINE.7NW59__2692934 | SwitchedTerm=2 | Action=Closed | Lock=no
New | Line.183Y09__104695275 | Bus1=103536814 | Bus2=103536777 | Switch=T
New | SwtControl.183Y09__104695275 | SwitchedObj=LINE.183Y09__104695275 | SwitchedTerm=2 | Action=Closed | Lock=no
New | Line.2YV80__2693011 | Bus1=26999334 | Bus2=25234912 | Switch=T
New | SwtControl.2YV80__2693011 | SwitchedObj=LINE.2YV80__2693011 | SwitchedTerm=2 | Action=Closed | Lock=no
New | Line.6TE32__2701130 | Bus1=25359968 | Bus2=27136884 | Switch=T
New | SwtControl.6TE32__2701130 | SwitchedObj=LINE.6TE32__2701130 | SwitchedTerm=2 | Action=Closed | Lock=no
!New | Line.6TE37__2701139 | Bus1=25359988 | Bus2=27136893 | Switch=T
!New | SwtControl.6TE37__2701139 | SwitchedObj=LINE.6TE37__2701139 | SwitchedTerm=2 | Action=Open | Lock=no
!New | Line.2YV80__2693012 | Bus1=25234912 | Bus2=26999335 | Switch=T
!New | SwtControl.2YV80__2693012 | SwitchedObj=LINE.2YV80__2693012 | SwitchedTerm=2 | Action=Open | Lock=no
New | Line.9W753__2693515 | Bus1=26999838 | Bus2=25858571 | Switch=T
New | SwtControl.9W753__2693515 | SwitchedObj=LINE.9W753__2693515 | SwitchedTerm=2 | Action=Closed | Lock=no
New | Line.9W753__2693516 | Bus1=25858571 | Bus2=26999839 | Switch=T
New | SwtControl.9W753__2693516 | SwitchedObj=LINE.9W753__2693516 | SwitchedTerm=2 | Action=Closed | Lock=no
New | Line.6TE36__2701138 | Bus1=25359973 | Bus2=27136892 | Switch=T
New | SwtControl.6TE36__2701138 | SwitchedObj=LINE.6TE36__2701138 | SwitchedTerm=2 | Action=Closed | Lock=no
New | Line.9W753__2693517 | Bus1=25858571 | Bus2=26999840 | Switch=T
New | SwtControl.9W753__2693517 | SwitchedObj=LINE.9W753__2693517 | SwitchedTerm=2 | Action=Closed | Lock=no
New | Line.13PX78__2693879 | Bus1=26709824 | Bus2=27000202 | Switch=T
New | SwtControl.13PX78__2693879 | SwitchedObj=LINE.13PX78__2693879 | SwitchedTerm=2 | Action=Closed | Lock=no
New | Line.13PX74__2693870 | Bus1=26709756 | Bus2=27000193 | Switch=T
New | SwtControl.13PX74__2693870 | SwitchedObj=LINE.13PX74__2693870 | SwitchedTerm=2 | Action=Closed | Lock=no
New | Line.6TE36__2701137 | Bus1=27136891 | Bus2=25359973 | Switch=T
New | SwtControl.6TE36__2701137 | SwitchedObj=LINE.6TE36__2701137 | SwitchedTerm=2 | Action=Closed | Lock=no
New | Line.9W758__2701527 | Bus1=25858576 | Bus2=27137281 | Switch=T
New | SwtControl.9W758__2701527 | SwitchedObj=LINE.9W758__2701527 | SwitchedTerm=2 | Action=Closed | Lock=no
New | Line.2YC86__2700880 | Bus1=1105450 | Bus2=27136634 | Switch=T
New | SwtControl.2YC86__2700880 | SwitchedObj=LINE.2YC86__2700880 | SwitchedTerm=2 | Action=Closed | Lock=no
New | Line.6TE34__2701134 | Bus1=27136888 | Bus2=25359970 | Switch=T
New | SwtControl.6TE34__2701134 | SwitchedObj=LINE.6TE34__2701134 | SwitchedTerm=2 | Action=Closed | Lock=no
New | Line.7X080__2701186 | Bus1=27136940 | Bus2=25360252 | Switch=T
New | SwtControl.7X080__2701186 | SwitchedObj=LINE.7X080__2701186 | SwitchedTerm=2 | Action=Closed | Lock=no
New | Line.7X080__2701185 | Bus1=25360252 | Bus2=27136939 | Switch=T
New | SwtControl.7X080__2701185 | SwitchedObj=LINE.7X080__2701185 | SwitchedTerm=2 | Action=Closed | Lock=no
New | Line.9W758__2701528 | Bus1=27137282 | Bus2=25858576 | Switch=T
New | SwtControl.9W758__2701528 | SwitchedObj=LINE.9W758__2701528 | SwitchedTerm=2 | Action=Closed | Lock=no
New | Line.6TE34__2701133 | Bus1=25359970 | Bus2=27136887 | Switch=T
New | SwtControl.6TE34__2701133 | SwitchedObj=LINE.6TE34__2701133 | SwitchedTerm=2 | Action=Closed | Lock=no
New | Line.7X081__2701184 | Bus1=27136938 | Bus2=25360253 | Switch=T
New | SwtControl.7X081__2701184 | SwitchedObj=LINE.7X081__2701184 | SwitchedTerm=2 | Action=Closed | Lock=no
!New | Line.106797__2701120 | Bus1=27136874 | Bus2=25836866 | Switch=T
!New | SwtControl.106797__2701120 | SwitchedObj=LINE.106797__2701120 | SwitchedTerm=2 | Action=Open | Lock=no
New | Line.7X081__2701183 | Bus1=25360253 | Bus2=27136937 | Switch=T
New | SwtControl.7X081__2701183 | SwitchedObj=LINE.7X081__2701183 | SwitchedTerm=2 | Action=Closed | Lock=no
New | Line.106797__2701121 | Bus1=25836866 | Bus2=27136875 | Switch=T
New | SwtControl.106797__2701121 | SwitchedObj=LINE.106797__2701121 | SwitchedTerm=2 | Action=Closed | Lock=no
New | Line.NV03__2692872 | Bus1=26999195 | Bus2=25024994 | Switch=T
New | SwtControl.NV03__2692872 | SwitchedObj=LINE.NV03__2692872 | SwitchedTerm=2 | Action=Closed | Lock=no
New | Line.18KP61__105820256 | Bus1=103645570 | Bus2=103645571 | Switch=T
New | SwtControl.18KP61__105820256 | SwitchedObj=LINE.18KP61__105820256 | SwitchedTerm=2 | Action=Closed | Lock=no
New | Line.NV03__2692873 | Bus1=25024994 | Bus2=26999196 | Switch=T
New | SwtControl.NV03__2692873 | SwitchedObj=LINE.NV03__2692873 | SwitchedTerm=2 | Action=Closed | Lock=no
New | Line.18KP61__105820257 | Bus1=103645569 | Bus2=103645570 | Switch=T
New | SwtControl.18KP61__105820257 | SwitchedObj=LINE.18KP61__105820257 | SwitchedTerm=2 | Action=Closed | Lock=no
New | Line.14LH99__2701347 | Bus1=26896053 | Bus2=27137101 | Switch=T
New | SwtControl.14LH99__2701347 | SwitchedObj=LINE.14LH99__2701347 | SwitchedTerm=2 | Action=Closed | Lock=no
New | Line.14LH99__2701346 | Bus1=27137100 | Bus2=26896053 | Switch=T
New | SwtControl.14LH99__2701346 | SwitchedObj=LINE.14LH99__2701346 | SwitchedTerm=2 | Action=Closed | Lock=no
New | Line.9W755__2693518 | Bus1=25858573 | Bus2=26999841 | Switch=T
New | SwtControl.9W755__2693518 | SwitchedObj=LINE.9W755__2693518 | SwitchedTerm=2 | Action=Closed | Lock=no
New | Line.9W755__2693519 | Bus1=26999842 | Bus2=25858573 | Switch=T
New | SwtControl.9W755__2693519 | SwitchedObj=LINE.9W755__2693519 | SwitchedTerm=2 | Action=Closed | Lock=no
!New | Line.133Y82__2701197 | Bus1=27136951 | Bus2=26567483 | Switch=T
!New | SwtControl.133Y82__2701197 | SwitchedObj=LINE.133Y82__2701197 | SwitchedTerm=2 | Action=Open | Lock=no
New | Line.154511__103157934 | Bus1=103063849 | Bus2=103063845 | Switch=T
New | SwtControl.154511__103157934 | SwitchedObj=LINE.154511__103157934 | SwitchedTerm=2 | Action=Closed | Lock=no
New | Line.17DH82__104079502 | Bus1=103321745 | Bus2=103321743 | Switch=T
New | SwtControl.17DH82__104079502 | SwitchedObj=LINE.17DH82__104079502 | SwitchedTerm=2 | Action=Closed | Lock=no
New | Line.154511__103157935 | Bus1=103063845 | Bus2=103063853 | Switch=T
New | SwtControl.154511__103157935 | SwitchedObj=LINE.154511__103157935 | SwitchedTerm=2 | Action=Closed | Lock=no
New | Line.17DH82__104079503 | Bus1=103321743 | Bus2=103321744 | Switch=T
New | SwtControl.17DH82__104079503 | SwitchedObj=LINE.17DH82__104079503 | SwitchedTerm=2 | Action=Closed | Lock=no
New | Line.14FX04__2700769 | Bus1=27136523 | Bus2=26859628 | Switch=T
New | SwtControl.14FX04__2700769 | SwitchedObj=LINE.14FX04__2700769 | SwitchedTerm=2 | Action=Closed | Lock=no
New | Line.14LJ01__2701351 | Bus1=103042168 | Bus2=103042167 | Switch=T
New | SwtControl.14LJ01__2701351 | SwitchedObj=LINE.14LJ01__2701351 | SwitchedTerm=2 | Action=Closed | Lock=no
New | Line.14LJ01__2701350 | Bus1=103042167 | Bus2=27137104 | Switch=T
New | SwtControl.14LJ01__2701350 | SwitchedObj=LINE.14LJ01__2701350 | SwitchedTerm=2 | Action=Closed | Lock=no
New | Line.183Y94__104696237 | Bus1=103537125 | Bus2=103537196 | Switch=T
New | SwtControl.183Y94__104696237 | SwitchedObj=LINE.183Y94__104696237 | SwitchedTerm=2 | Action=Closed | Lock=no
New | Line.14FX06__2700741 | Bus1=26859625 | Bus2=27136495 | Switch=T
New | SwtControl.14FX06__2700741 | SwitchedObj=LINE.14FX06__2700741 | SwitchedTerm=2 | Action=Closed | Lock=no
New | Line.14FX06__2700742 | Bus1=27136496 | Bus2=26859625 | Switch=T
New | SwtControl.14FX06__2700742 | SwitchedObj=LINE.14FX06__2700742 | SwitchedTerm=2 | Action=Closed | Lock=no
New | Line.183Y94__104696238 | Bus1=103543447 | Bus2=103537125 | Switch=T
New | SwtControl.183Y94__104696238 | SwitchedObj=LINE.183Y94__104696238 | SwitchedTerm=2 | Action=Closed | Lock=no
New | Line.U489BH__103419336 | Bus1=26119675 | Bus2=103128851 | Switch=T
New | SwtControl.U489BH__103419336 | SwitchedObj=LINE.U489BH__103419336 | SwitchedTerm=2 | Action=Closed | Lock=no
New | Line.12AK67__2701049 | Bus1=27136803 | Bus2=26387790 | Switch=T
New | SwtControl.12AK67__2701049 | SwitchedObj=LINE.12AK67__2701049 | SwitchedTerm=2 | Action=Closed | Lock=no
New | Line.12AK67__2701048 | Bus1=26387790 | Bus2=27136802 | Switch=T
New | SwtControl.12AK67__2701048 | SwitchedObj=LINE.12AK67__2701048 | SwitchedTerm=2 | Action=Closed | Lock=no
New | Line.7BD65__2693181 | Bus1=26999504 | Bus2=25734542 | Switch=T
New | SwtControl.7BD65__2693181 | SwitchedObj=LINE.7BD65__2693181 | SwitchedTerm=2 | Action=Closed | Lock=no
New | Line.13PX97__2693863 | Bus1=26709766 | Bus2=27000186 | Switch=T
New | SwtControl.13PX97__2693863 | SwitchedObj=LINE.13PX97__2693863 | SwitchedTerm=2 | Action=Closed | Lock=no
New | Line.7BD65__2693180 | Bus1=25734542 | Bus2=26999503 | Switch=T
New | SwtControl.7BD65__2693180 | SwitchedObj=LINE.7BD65__2693180 | SwitchedTerm=2 | Action=Closed | Lock=no
New | Line.12AK63__2701083 | Bus1=27136837 | Bus2=26387820 | Switch=T
New | SwtControl.12AK63__2701083 | SwitchedObj=LINE.12AK63__2701083 | SwitchedTerm=2 | Action=Closed | Lock=no
New | Line.154511__104039809 | Bus1=103063845 | Bus2=103306295 | Switch=T
New | SwtControl.154511__104039809 | SwitchedObj=LINE.154511__104039809 | SwitchedTerm=2 | Action=Closed | Lock=no
New | Line.8DR47__2693060 | Bus1=26999383 | Bus2=25426805 | Switch=T
New | SwtControl.8DR47__2693060 | SwitchedObj=LINE.8DR47__2693060 | SwitchedTerm=2 | Action=Closed | Lock=no
New | Line.12AK63__2701082 | Bus1=26387820 | Bus2=27136836 | Switch=T
New | SwtControl.12AK63__2701082 | SwitchedObj=LINE.12AK63__2701082 | SwitchedTerm=2 | Action=Closed | Lock=no
New | Line.8DR47__2693061 | Bus1=25426805 | Bus2=26999384 | Switch=T
New | SwtControl.8DR47__2693061 | SwitchedObj=LINE.8DR47__2693061 | SwitchedTerm=2 | Action=Closed | Lock=no
New | Line.8DR38__104508467 | Bus1=103462495 | Bus2=103462490 | Switch=T
New | SwtControl.8DR38__104508467 | SwitchedObj=LINE.8DR38__104508467 | SwitchedTerm=2 | Action=Closed | Lock=no
New | Line.13PX91__2693843 | Bus1=27000166 | Bus2=26709776 | Switch=T
New | SwtControl.13PX91__2693843 | SwitchedObj=LINE.13PX91__2693843 | SwitchedTerm=2 | Action=Closed | Lock=no
New | Line.126695__2693603 | Bus1=26356906 | Bus2=26999926 | Switch=T
New | SwtControl.126695__2693603 | SwitchedObj=LINE.126695__2693603 | SwitchedTerm=2 | Action=Closed | Lock=no
New | Line.13PX87__2693867 | Bus1=27000190 | Bus2=26709738 | Switch=T
New | SwtControl.13PX87__2693867 | SwitchedObj=LINE.13PX87__2693867 | SwitchedTerm=2 | Action=Closed | Lock=no
New | Line.13PX97__2693864 | Bus1=27000187 | Bus2=26709766 | Switch=T
New | SwtControl.13PX97__2693864 | SwitchedObj=LINE.13PX97__2693864 | SwitchedTerm=2 | Action=Closed | Lock=no
New | Line.187W45__104783619 | Bus1=103571160 | Bus2=103571153 | Switch=T
New | SwtControl.187W45__104783619 | SwitchedObj=LINE.187W45__104783619 | SwitchedTerm=2 | Action=Closed | Lock=no
New | Line.11E479__2701115 | Bus1=26128165 | Bus2=27136869 | Switch=T
New | SwtControl.11E479__2701115 | SwitchedObj=LINE.11E479__2701115 | SwitchedTerm=2 | Action=Closed | Lock=no
New | Line.126695__2693604 | Bus1=26999927 | Bus2=26356906 | Switch=T
New | SwtControl.126695__2693604 | SwitchedObj=LINE.126695__2693604 | SwitchedTerm=2 | Action=Closed | Lock=no
New | Line.12AK66__2701051 | Bus1=27136805 | Bus2=26387798 | Switch=T
New | SwtControl.12AK66__2701051 | SwitchedObj=LINE.12AK66__2701051 | SwitchedTerm=2 | Action=Closed | Lock=no
New | Line.12AK66__2701050 | Bus1=26387798 | Bus2=27136804 | Switch=T
New | SwtControl.12AK66__2701050 | SwitchedObj=LINE.12AK66__2701050 | SwitchedTerm=2 | Action=Closed | Lock=no
New | Line.11E479__2701116 | Bus1=27136870 | Bus2=26128165 | Switch=T
New | SwtControl.11E479__2701116 | SwitchedObj=LINE.11E479__2701116 | SwitchedTerm=2 | Action=Closed | Lock=no
New | Line.11E482__2701124 | Bus1=27136878 | Bus2=26128181 | Switch=T
New | SwtControl.11E482__2701124 | SwitchedObj=LINE.11E482__2701124 | SwitchedTerm=2 | Action=Closed | Lock=no
New | Line.183Y11__104695286 | Bus1=103536829 | Bus2=103536783 | Switch=T
New | SwtControl.183Y11__104695286 | SwitchedObj=LINE.183Y11__104695286 | SwitchedTerm=2 | Action=Closed | Lock=no
New | Line.13PX91__2693844 | Bus1=26709776 | Bus2=27000167 | Switch=T
New | SwtControl.13PX91__2693844 | SwitchedObj=LINE.13PX91__2693844 | SwitchedTerm=2 | Action=Closed | Lock=no
New | Line.183Y11__104695285 | Bus1=103536783 | Bus2=103536825 | Switch=T
New | SwtControl.183Y11__104695285 | SwitchedObj=LINE.183Y11__104695285 | SwitchedTerm=2 | Action=Closed | Lock=no
New | Line.8DT89__2693044 | Bus1=25734534 | Bus2=26999367 | Switch=T
New | SwtControl.8DT89__2693044 | SwitchedObj=LINE.8DT89__2693044 | SwitchedTerm=2 | Action=Closed | Lock=no
New | Line.A455K__103013524 | Bus1=103010980 | Bus2=26281720 | Switch=T
New | SwtControl.A455K__103013524 | SwitchedObj=LINE.A455K__103013524 | SwitchedTerm=2 | Action=Closed | Lock=no
New | Line.13PX87__2693868 | Bus1=26709738 | Bus2=27000191 | Switch=T
New | SwtControl.13PX87__2693868 | SwitchedObj=LINE.13PX87__2693868 | SwitchedTerm=2 | Action=Closed | Lock=no
New | Line.9AM76__2693523 | Bus1=25631606 | Bus2=26999846 | Switch=T
New | SwtControl.9AM76__2693523 | SwitchedObj=LINE.9AM76__2693523 | SwitchedTerm=2 | Action=Closed | Lock=no
New | Line.9AM76__2693522 | Bus1=26999845 | Bus2=25631606 | Switch=T
New | SwtControl.9AM76__2693522 | SwitchedObj=LINE.9AM76__2693522 | SwitchedTerm=2 | Action=Closed | Lock=no
New | Line.G2635__2692875 | Bus1=25024991 | Bus2=26999198 | Switch=T
New | SwtControl.G2635__2692875 | SwitchedObj=LINE.G2635__2692875 | SwitchedTerm=2 | Action=Closed | Lock=no
New | Line.G2635__2692874 | Bus1=26999197 | Bus2=25024991 | Switch=T
New | SwtControl.G2635__2692874 | SwitchedObj=LINE.G2635__2692874 | SwitchedTerm=2 | Action=Closed | Lock=no
New | Line.183Y08__104695270 | Bus1=103536806 | Bus2=103536776 | Switch=T
New | SwtControl.183Y08__104695270 | SwitchedObj=LINE.183Y08__104695270 | SwitchedTerm=2 | Action=Closed | Lock=no
New | Line.183Y08__104695271 | Bus1=103536776 | Bus2=103536807 | Switch=T
New | SwtControl.183Y08__104695271 | SwitchedObj=LINE.183Y08__104695271 | SwitchedTerm=2 | Action=Closed | Lock=no
New | Line.8DT89__2693043 | Bus1=25734534 | Bus2=103079643 | Switch=T
New | SwtControl.8DT89__2693043 | SwitchedObj=LINE.8DT89__2693043 | SwitchedTerm=2 | Action=Closed | Lock=no
New | Line.G257K__2700936 | Bus1=1105317 | Bus2=27136690 | Switch=T
New | SwtControl.G257K__2700936 | SwitchedObj=LINE.G257K__2700936 | SwitchedTerm=2 | Action=Closed | Lock=no
New | Line.8DT88__2693041 | Bus1=26999364 | Bus2=25743424 | Switch=T
New | SwtControl.8DT88__2693041 | SwitchedObj=LINE.8DT88__2693041 | SwitchedTerm=2 | Action=Closed | Lock=no
New | Line.8DT89__2693042 | Bus1=103079721 | Bus2=25734534 | Switch=T
New | SwtControl.8DT89__2693042 | SwitchedObj=LINE.8DT89__2693042 | SwitchedTerm=2 | Action=Closed | Lock=no
New | Line.9AM75__2693525 | Bus1=25631605 | Bus2=26999848 | Switch=T
New | SwtControl.9AM75__2693525 | SwitchedObj=LINE.9AM75__2693525 | SwitchedTerm=2 | Action=Closed | Lock=no
New | Line.G257K__2700937 | Bus1=27136691 | Bus2=1105317 | Switch=T
New | SwtControl.G257K__2700937 | SwitchedObj=LINE.G257K__2700937 | SwitchedTerm=2 | Action=Closed | Lock=no
New | Line.17MN19__104282579 | Bus1=103383278 | Bus2=103383279 | Switch=T
New | SwtControl.17MN19__104282579 | SwitchedObj=LINE.17MN19__104282579 | SwitchedTerm=2 | Action=Closed | Lock=no
New | Line.9AM75__2693524 | Bus1=26999847 | Bus2=25631605 | Switch=T
New | SwtControl.9AM75__2693524 | SwitchedObj=LINE.9AM75__2693524 | SwitchedTerm=2 | Action=Closed | Lock=no
New | Line.G259K__2700940 | Bus1=1105218 | Bus2=27136694 | Switch=T
New | SwtControl.G259K__2700940 | SwitchedObj=LINE.G259K__2700940 | SwitchedTerm=2 | Action=Closed | Lock=no
New | Line.G259K__2700941 | Bus1=27136695 | Bus2=1105218 | Switch=T
New | SwtControl.G259K__2700941 | SwitchedObj=LINE.G259K__2700941 | SwitchedTerm=2 | Action=Closed | Lock=no
New | Line.D736K__2693194 | Bus1=26999517 | Bus2=1104945 | Switch=T
New | SwtControl.D736K__2693194 | SwitchedObj=LINE.D736K__2693194 | SwitchedTerm=2 | Action=Closed | Lock=no
New | Line.U571BH__2667582 | Bus1=26027072 | Bus2=26119676 | Switch=T
New | SwtControl.U571BH__2667582 | SwitchedObj=LINE.U571BH__2667582 | SwitchedTerm=2 | Action=Closed | Lock=no
New | Line.9WA92__2701509 | Bus1=27137263 | Bus2=25873711 | Switch=T
New | SwtControl.9WA92__2701509 | SwitchedObj=LINE.9WA92__2701509 | SwitchedTerm=2 | Action=Closed | Lock=no
!New | Line.17DH83__105931281 | Bus1=103649878 | Bus2=T4795B23_10000007 | Switch=T
!New | SwtControl.17DH83__105931281 | SwitchedObj=LINE.17DH83__105931281 | SwitchedTerm=2 | Action=Closed | Lock=no
New | Line.14L341__2700849 | Bus1=27136603 | Bus2=26887522 | Switch=T
New | SwtControl.14L341__2700849 | SwitchedObj=LINE.14L341__2700849 | SwitchedTerm=2 | Action=Closed | Lock=no
New | Line.8EK64__2701502 | Bus1=27137256 | Bus2=25833131 | Switch=T
New | SwtControl.8EK64__2701502 | SwitchedObj=LINE.8EK64__2701502 | SwitchedTerm=2 | Action=Closed | Lock=no
New | Line.14L344__2700811 | Bus1=26887525 | Bus2=27136565 | Switch=T
New | SwtControl.14L344__2700811 | SwitchedObj=LINE.14L344__2700811 | SwitchedTerm=2 | Action=Closed | Lock=no
New | Line.8EK64__2701503 | Bus1=25833131 | Bus2=27137257 | Switch=T
New | SwtControl.8EK64__2701503 | SwitchedObj=LINE.8EK64__2701503 | SwitchedTerm=2 | Action=Closed | Lock=no
New | Line.14L344__2700810 | Bus1=27136564 | Bus2=26887525 | Switch=T
New | SwtControl.14L344__2700810 | SwitchedObj=LINE.14L344__2700810 | SwitchedTerm=2 | Action=Closed | Lock=no
New | Line.18GC39__105326054 | Bus1=103626615 | Bus2=103626614 | Switch=T
New | SwtControl.18GC39__105326054 | SwitchedObj=LINE.18GC39__105326054 | SwitchedTerm=2 | Action=Closed | Lock=no
New | Line.18GC39__105326053 | Bus1=103626614 | Bus2=103626613 | Switch=T
New | SwtControl.18GC39__105326053 | SwitchedObj=LINE.18GC39__105326053 | SwitchedTerm=2 | Action=Closed | Lock=no
New | Line.7BE81__2693175 | Bus1=25734547 | Bus2=26999498 | Switch=T
New | SwtControl.7BE81__2693175 | SwitchedObj=LINE.7BE81__2693175 | SwitchedTerm=2 | Action=Closed | Lock=no
New | Line.132358__2693130 | Bus1=26999453 | Bus2=26555774 | Switch=T
New | SwtControl.132358__2693130 | SwitchedObj=LINE.132358__2693130 | SwitchedTerm=2 | Action=Closed | Lock=no
New | Line.7BE81__2693174 | Bus1=26999497 | Bus2=25734547 | Switch=T
New | SwtControl.7BE81__2693174 | SwitchedObj=LINE.7BE81__2693174 | SwitchedTerm=2 | Action=Closed | Lock=no
New | Line.132358__2693131 | Bus1=26555774 | Bus2=26999454 | Switch=T
New | SwtControl.132358__2693131 | SwitchedObj=LINE.132358__2693131 | SwitchedTerm=2 | Action=Closed | Lock=no
New | Line.7BE80__2693177 | Bus1=25734546 | Bus2=26999500 | Switch=T
New | SwtControl.7BE80__2693177 | SwitchedObj=LINE.7BE80__2693177 | SwitchedTerm=2 | Action=Closed | Lock=no
New | Line.132365__2693126 | Bus1=26555802 | Bus2=26999449 | Switch=T
New | SwtControl.132365__2693126 | SwitchedObj=LINE.132365__2693126 | SwitchedTerm=2 | Action=Closed | Lock=no
New | Line.7BE80__2693176 | Bus1=26999499 | Bus2=25734546 | Switch=T
New | SwtControl.7BE80__2693176 | SwitchedObj=LINE.7BE80__2693176 | SwitchedTerm=2 | Action=Closed | Lock=no
New | Line.7MX01__2701151 | Bus1=25356091 | Bus2=27136905 | Switch=T
New | SwtControl.7MX01__2701151 | SwitchedObj=LINE.7MX01__2701151 | SwitchedTerm=2 | Action=Closed | Lock=no
New | Line.132365__2693127 | Bus1=26999450 | Bus2=26555802 | Switch=T
New | SwtControl.132365__2693127 | SwitchedObj=LINE.132365__2693127 | SwitchedTerm=2 | Action=Closed | Lock=no
New | Line.15TN75__103913546 | Bus1=103265087 | Bus2=103265164 | Switch=T
New | SwtControl.15TN75__103913546 | SwitchedObj=LINE.15TN75__103913546 | SwitchedTerm=2 | Action=Closed | Lock=no
New | Line.7MX01__2701150 | Bus1=27136904 | Bus2=25356091 | Switch=T
New | SwtControl.7MX01__2701150 | SwitchedObj=LINE.7MX01__2701150 | SwitchedTerm=2 | Action=Closed | Lock=no
New | Line.144377__2701337 | Bus1=27137091 | Bus2=26776436 | Switch=T
New | SwtControl.144377__2701337 | SwitchedObj=LINE.144377__2701337 | SwitchedTerm=2 | Action=Closed | Lock=no
New | Line.15TN75__103913547 | Bus1=103265168 | Bus2=103265087 | Switch=T
New | SwtControl.15TN75__103913547 | SwitchedObj=LINE.15TN75__103913547 | SwitchedTerm=2 | Action=Closed | Lock=no
New | Line.18GC37__105326052 | Bus1=103626598 | Bus2=103626597 | Switch=T
New | SwtControl.18GC37__105326052 | SwitchedObj=LINE.18GC37__105326052 | SwitchedTerm=2 | Action=Closed | Lock=no
New | Line.144377__2701338 | Bus1=26776436 | Bus2=27137092 | Switch=T
New | SwtControl.144377__2701338 | SwitchedObj=LINE.144377__2701338 | SwitchedTerm=2 | Action=Closed | Lock=no
New | Line.18GC37__105326051 | Bus1=103626599 | Bus2=103626598 | Switch=T
New | SwtControl.18GC37__105326051 | SwitchedObj=LINE.18GC37__105326051 | SwitchedTerm=2 | Action=Closed | Lock=no
!New | Line.132364__2693139 | Bus1=26555809 | Bus2=26999462 | Switch=T
!New | SwtControl.132364__2693139 | SwitchedObj=LINE.132364__2693139 | SwitchedTerm=2 | Action=Open | Lock=no
New | Line.132352__2693152 | Bus1=26555737 | Bus2=26999475 | Switch=T
New | SwtControl.132352__2693152 | SwitchedObj=LINE.132352__2693152 | SwitchedTerm=2 | Action=Closed | Lock=no
New | Line.132361__2693124 | Bus1=26999447 | Bus2=26555797 | Switch=T
New | SwtControl.132361__2693124 | SwitchedObj=LINE.132361__2693124 | SwitchedTerm=2 | Action=Closed | Lock=no
New | Line.132361__2693125 | Bus1=26555797 | Bus2=26999448 | Switch=T
New | SwtControl.132361__2693125 | SwitchedObj=LINE.132361__2693125 | SwitchedTerm=2 | Action=Closed | Lock=no
New | Line.106799__2701094 | Bus1=25836862 | Bus2=27136848 | Switch=T
New | SwtControl.106799__2701094 | SwitchedObj=LINE.106799__2701094 | SwitchedTerm=2 | Action=Closed | Lock=no
New | Line.106799__2701095 | Bus1=27136849 | Bus2=25836862 | Switch=T
New | SwtControl.106799__2701095 | SwitchedObj=LINE.106799__2701095 | SwitchedTerm=2 | Action=Closed | Lock=no
New | Line.132352__2693151 | Bus1=26999474 | Bus2=26555737 | Switch=T
New | SwtControl.132352__2693151 | SwitchedObj=LINE.132352__2693151 | SwitchedTerm=2 | Action=Closed | Lock=no
New | Line.106799__2701096 | Bus1=25836862 | Bus2=27136850 | Switch=T
New | SwtControl.106799__2701096 | SwitchedObj=LINE.106799__2701096 | SwitchedTerm=2 | Action=Closed | Lock=no
New | Line.13PX84__2693795 | Bus1=26709852 | Bus2=27000118 | Switch=T
New | SwtControl.13PX84__2693795 | SwitchedObj=LINE.13PX84__2693795 | SwitchedTerm=2 | Action=Closed | Lock=no
!New | Line.183Y96__106403700 | Bus1=103673030 | Bus2=103537122 | Switch=T
!New | SwtControl.183Y96__106403700 | SwitchedObj=LINE.183Y96__106403700 | SwitchedTerm=2 | Action=Open | Lock=no
New | Line.7BE84__2693173 | Bus1=26999496 | Bus2=25734548 | Switch=T
New | SwtControl.7BE84__2693173 | SwitchedObj=LINE.7BE84__2693173 | SwitchedTerm=2 | Action=Closed | Lock=no
New | Line.13PX84__2693794 | Bus1=27000117 | Bus2=26709852 | Switch=T
New | SwtControl.13PX84__2693794 | SwitchedObj=LINE.13PX84__2693794 | SwitchedTerm=2 | Action=Closed | Lock=no
New | Line.9WA91__2700948 | Bus1=27136702 | Bus2=25873709 | Switch=T
New | SwtControl.9WA91__2700948 | SwitchedObj=LINE.9WA91__2700948 | SwitchedTerm=2 | Action=Closed | Lock=no
New | Line.132353__2693149 | Bus1=26999472 | Bus2=26555743 | Switch=T
New | SwtControl.132353__2693149 | SwitchedObj=LINE.132353__2693149 | SwitchedTerm=2 | Action=Closed | Lock=no
New | Line.9WA91__2700949 | Bus1=25873709 | Bus2=27136703 | Switch=T
New | SwtControl.9WA91__2700949 | SwitchedObj=LINE.9WA91__2700949 | SwitchedTerm=2 | Action=Closed | Lock=no
New | Line.8EK67__2700947 | Bus1=27136701 | Bus2=25833119 | Switch=T
New | SwtControl.8EK67__2700947 | SwitchedObj=LINE.8EK67__2700947 | SwitchedTerm=2 | Action=Closed | Lock=no
New | Line.13L573__2701328 | Bus1=27137082 | Bus2=26679488 | Switch=T
New | SwtControl.13L573__2701328 | SwitchedObj=LINE.13L573__2701328 | SwitchedTerm=2 | Action=Closed | Lock=no
New | Line.186Q93__104672517 | Bus1=103527267 | Bus2=103527268 | Switch=T
New | SwtControl.186Q93__104672517 | SwitchedObj=LINE.186Q93__104672517 | SwitchedTerm=2 | Action=Closed | Lock=no
New | Line.18NP35__106231443 | Bus1=103666875 | Bus2=103666849 | Switch=T
New | SwtControl.18NP35__106231443 | SwitchedObj=LINE.18NP35__106231443 | SwitchedTerm=2 | Action=Closed | Lock=no
!New | Line.13L573__2701327 | Bus1=27137081 | Bus2=26679488 | Switch=T
!New | SwtControl.13L573__2701327 | SwitchedObj=LINE.13L573__2701327 | SwitchedTerm=2 | Action=Open | Lock=no
New | Line.13L574__2701330 | Bus1=26679489 | Bus2=27137084 | Switch=T
New | SwtControl.13L574__2701330 | SwitchedObj=LINE.13L574__2701330 | SwitchedTerm=2 | Action=Closed | Lock=no
New | Line.186Q93__104672518 | Bus1=103527268 | Bus2=103527269 | Switch=T
New | SwtControl.186Q93__104672518 | SwitchedObj=LINE.186Q93__104672518 | SwitchedTerm=2 | Action=Closed | Lock=no
New | Line.18NP35__106231444 | Bus1=103666849 | Bus2=103666862 | Switch=T
New | SwtControl.18NP35__106231444 | SwitchedObj=LINE.18NP35__106231444 | SwitchedTerm=2 | Action=Closed | Lock=no
New | Line.U613BH__2692859 | Bus1=26999182 | Bus2=1140029 | Switch=T
New | SwtControl.U613BH__2692859 | SwitchedObj=LINE.U613BH__2692859 | SwitchedTerm=2 | Action=Closed | Lock=no
New | Line.U613BH__2692858 | Bus1=1140029 | Bus2=26999181 | Switch=T
New | SwtControl.U613BH__2692858 | SwitchedObj=LINE.U613BH__2692858 | SwitchedTerm=2 | Action=Closed | Lock=no
New | Line.13PX81__2693789 | Bus1=26709835 | Bus2=27000112 | Switch=T
New | SwtControl.13PX81__2693789 | SwitchedObj=LINE.13PX81__2693789 | SwitchedTerm=2 | Action=Closed | Lock=no
New | Line.183Y10__104695282 | Bus1=103536824 | Bus2=103536782 | Switch=T
New | SwtControl.183Y10__104695282 | SwitchedObj=LINE.183Y10__104695282 | SwitchedTerm=2 | Action=Closed | Lock=no
New | Line.13PX81__2693788 | Bus1=27000111 | Bus2=26709835 | Switch=T
New | SwtControl.13PX81__2693788 | SwitchedObj=LINE.13PX81__2693788 | SwitchedTerm=2 | Action=Closed | Lock=no
!New | Line.183Y10__104695281 | Bus1=103536822 | Bus2=103536782 | Switch=T
!New | SwtControl.183Y10__104695281 | SwitchedObj=LINE.183Y10__104695281 | SwitchedTerm=2 | Action=Open | Lock=no
New | Line.17MN21__104282585 | Bus1=103383294 | Bus2=103383295 | Switch=T
New | SwtControl.17MN21__104282585 | SwitchedObj=LINE.17MN21__104282585 | SwitchedTerm=2 | Action=Closed | Lock=no
New | Line.106807__2701109 | Bus1=25836870 | Bus2=27136863 | Switch=T
New | SwtControl.106807__2701109 | SwitchedObj=LINE.106807__2701109 | SwitchedTerm=2 | Action=Closed | Lock=no
New | Line.17MN21__104282584 | Bus1=103383293 | Bus2=103383294 | Switch=T
New | SwtControl.17MN21__104282584 | SwitchedObj=LINE.17MN21__104282584 | SwitchedTerm=2 | Action=Closed | Lock=no
New | Line.8R713__2685201 | Bus1=103125608 | Bus2=25490378 | Switch=T
New | SwtControl.8R713__2685201 | SwitchedObj=LINE.8R713__2685201 | SwitchedTerm=2 | Action=Closed | Lock=no
New | Line.18PH79__104696197 | Bus1=103537161 | Bus2=103537115 | Switch=T
New | SwtControl.18PH79__104696197 | SwitchedObj=LINE.18PH79__104696197 | SwitchedTerm=2 | Action=Closed | Lock=no
New | Line.8R713__2685202 | Bus1=25490378 | Bus2=26991520 | Switch=T
New | SwtControl.8R713__2685202 | SwitchedObj=LINE.8R713__2685202 | SwitchedTerm=2 | Action=Closed | Lock=no
New | Line.17KH64__104218259 | Bus1=103359454 | Bus2=103359455 | Switch=T
New | SwtControl.17KH64__104218259 | SwitchedObj=LINE.17KH64__104218259 | SwitchedTerm=2 | Action=Closed | Lock=no
New | Line.12134__2692912 | Bus1=1105210 | Bus2=26999235 | Switch=T
New | SwtControl.12134__2692912 | SwitchedObj=LINE.12134__2692912 | SwitchedTerm=2 | Action=Closed | Lock=no
New | Line.15TN72__103913526 | Bus1=103265084 | Bus2=103265150 | Switch=T
New | SwtControl.15TN72__103913526 | SwitchedObj=LINE.15TN72__103913526 | SwitchedTerm=2 | Action=Closed | Lock=no
New | Line.18PH79__104696198 | Bus1=103537115 | Bus2=103537162 | Switch=T
New | SwtControl.18PH79__104696198 | SwitchedObj=LINE.18PH79__104696198 | SwitchedTerm=2 | Action=Closed | Lock=no
New | Line.15TN72__103913527 | Bus1=103265154 | Bus2=103265084 | Switch=T
New | SwtControl.15TN72__103913527 | SwitchedObj=LINE.15TN72__103913527 | SwitchedTerm=2 | Action=Closed | Lock=no
New | Line.12134__2692911 | Bus1=26999234 | Bus2=1105210 | Switch=T
New | SwtControl.12134__2692911 | SwitchedObj=LINE.12134__2692911 | SwitchedTerm=2 | Action=Closed | Lock=no
New | Line.14NJ20__103076966 | Bus1=103032165 | Bus2=103032164 | Switch=T
New | SwtControl.14NJ20__103076966 | SwitchedObj=LINE.14NJ20__103076966 | SwitchedTerm=2 | Action=Closed | Lock=no
New | Line.D870K__2693081 | Bus1=1105402 | Bus2=26999404 | Switch=T
New | SwtControl.D870K__2693081 | SwitchedObj=LINE.D870K__2693081 | SwitchedTerm=2 | Action=Closed | Lock=no
New | Line.D870K__2693082 | Bus1=26999405 | Bus2=1105402 | Switch=T
New | SwtControl.D870K__2693082 | SwitchedObj=LINE.D870K__2693082 | SwitchedTerm=2 | Action=Closed | Lock=no
New | Line.18PH78__104696212 | Bus1=103537179 | Bus2=103537119 | Switch=T
New | SwtControl.18PH78__104696212 | SwitchedObj=LINE.18PH78__104696212 | SwitchedTerm=2 | Action=Closed | Lock=no
New | Line.U595BH__2693014 | Bus1=1140078 | Bus2=26999337 | Switch=T
New | SwtControl.U595BH__2693014 | SwitchedObj=LINE.U595BH__2693014 | SwitchedTerm=2 | Action=Closed | Lock=no
New | Line.116262__2701203 | Bus1=103121229 | Bus2=26065905 | Switch=T
New | SwtControl.116262__2701203 | SwitchedObj=LINE.116262__2701203 | SwitchedTerm=2 | Action=Closed | Lock=no
New | Line.183Y92__104696250 | Bus1=103537209 | Bus2=103537129 | Switch=T
New | SwtControl.183Y92__104696250 | SwitchedObj=LINE.183Y92__104696250 | SwitchedTerm=2 | Action=Closed | Lock=no
New | Line.18PH78__104696213 | Bus1=103537119 | Bus2=103537182 | Switch=T
New | SwtControl.18PH78__104696213 | SwitchedObj=LINE.18PH78__104696213 | SwitchedTerm=2 | Action=Closed | Lock=no
New | Line.U595BH__2693013 | Bus1=26999336 | Bus2=1140078 | Switch=T
New | SwtControl.U595BH__2693013 | SwitchedObj=LINE.U595BH__2693013 | SwitchedTerm=2 | Action=Closed | Lock=no
New | Line.14Q051__103041390 | Bus1=103016863 | Bus2=103016860 | Switch=T
New | SwtControl.14Q051__103041390 | SwitchedObj=LINE.14Q051__103041390 | SwitchedTerm=2 | Action=Closed | Lock=no
New | Line.183Y92__104696251 | Bus1=103537129 | Bus2=103537210 | Switch=T
New | SwtControl.183Y92__104696251 | SwitchedObj=LINE.183Y92__104696251 | SwitchedTerm=2 | Action=Closed | Lock=no
New | Line.8Q064__2693036 | Bus1=25734524 | Bus2=26999359 | Switch=T
New | SwtControl.8Q064__2693036 | SwitchedObj=LINE.8Q064__2693036 | SwitchedTerm=2 | Action=Closed | Lock=no
New | Line.8Q064__2693035 | Bus1=26999358 | Bus2=25734524 | Switch=T
New | SwtControl.8Q064__2693035 | SwitchedObj=LINE.8Q064__2693035 | SwitchedTerm=2 | Action=Closed | Lock=no
New | Line.8R714__2685200 | Bus1=25490379 | Bus2=26991518 | Switch=T
New | SwtControl.8R714__2685200 | SwitchedObj=LINE.8R714__2685200 | SwitchedTerm=2 | Action=Closed | Lock=no
New | Line.14MD12__103076940 | Bus1=103032159 | Bus2=26859807 | Switch=T
New | SwtControl.14MD12__103076940 | SwitchedObj=LINE.14MD12__103076940 | SwitchedTerm=2 | Action=Closed | Lock=no
New | Line.14MD12__103076941 | Bus1=26859807 | Bus2=103032160 | Switch=T
New | SwtControl.14MD12__103076941 | SwitchedObj=LINE.14MD12__103076941 | SwitchedTerm=2 | Action=Closed | Lock=no
New | Line.84Q21__2693496 | Bus1=26999819 | Bus2=25734530 | Switch=T
New | SwtControl.84Q21__2693496 | SwitchedObj=LINE.84Q21__2693496 | SwitchedTerm=2 | Action=Closed | Lock=no
New | Line.183907__104679572 | Bus1=103529700 | Bus2=103529696 | Switch=T
New | SwtControl.183907__104679572 | SwitchedObj=LINE.183907__104679572 | SwitchedTerm=2 | Action=Closed | Lock=no
New | Line.183907__104679573 | Bus1=103529698 | Bus2=103597577 | Switch=T
New | SwtControl.183907__104679573 | SwitchedObj=LINE.183907__104679573 | SwitchedTerm=2 | Action=Closed | Lock=no
New | Line.18GC36__105326056 | Bus1=103626590 | Bus2=103626589 | Switch=T
New | SwtControl.18GC36__105326056 | SwitchedObj=LINE.18GC36__105326056 | SwitchedTerm=2 | Action=Closed | Lock=no
New | Line.9WF49__2701059 | Bus1=27136813 | Bus2=25876081 | Switch=T
New | SwtControl.9WF49__2701059 | SwitchedObj=LINE.9WF49__2701059 | SwitchedTerm=2 | Action=Closed | Lock=no
New | Line.18GC36__105326055 | Bus1=103626591 | Bus2=103626590 | Switch=T
New | SwtControl.18GC36__105326055 | SwitchedObj=LINE.18GC36__105326055 | SwitchedTerm=2 | Action=Closed | Lock=no
New | Line.183907__104679575 | Bus1=103529701 | Bus2=103529699 | Switch=T
New | SwtControl.183907__104679575 | SwitchedObj=LINE.183907__104679575 | SwitchedTerm=2 | Action=Closed | Lock=no
New | Line.5N331__2693381 | Bus1=26999704 | Bus2=1104653 | Switch=T
New | SwtControl.5N331__2693381 | SwitchedObj=LINE.5N331__2693381 | SwitchedTerm=2 | Action=Closed | Lock=no
New | Line.102L20__2701172 | Bus1=25750604 | Bus2=27136926 | Switch=T
New | SwtControl.102L20__2701172 | SwitchedObj=LINE.102L20__2701172 | SwitchedTerm=2 | Action=Closed | Lock=no
New | Line.102L20__2701173 | Bus1=27136927 | Bus2=25750604 | Switch=T
New | SwtControl.102L20__2701173 | SwitchedObj=LINE.102L20__2701173 | SwitchedTerm=2 | Action=Closed | Lock=no
New | Line.9AM87__2693529 | Bus1=25631611 | Bus2=26999852 | Switch=T
New | SwtControl.9AM87__2693529 | SwitchedObj=LINE.9AM87__2693529 | SwitchedTerm=2 | Action=Closed | Lock=no
New | Line.9AM87__2693528 | Bus1=26999851 | Bus2=25631611 | Switch=T
New | SwtControl.9AM87__2693528 | SwitchedObj=LINE.9AM87__2693528 | SwitchedTerm=2 | Action=Closed | Lock=no
New | Line.9AM86__2693521 | Bus1=25631607 | Bus2=26999844 | Switch=T
New | SwtControl.9AM86__2693521 | SwitchedObj=LINE.9AM86__2693521 | SwitchedTerm=2 | Action=Closed | Lock=no
New | Line.9AM86__2693520 | Bus1=26999843 | Bus2=25631607 | Switch=T
New | SwtControl.9AM86__2693520 | SwitchedObj=LINE.9AM86__2693520 | SwitchedTerm=2 | Action=Closed | Lock=no
!New | Line.18LL89__105931324 | Bus1=103649893 | Bus2=103649892 | Switch=T
!New | SwtControl.18LL89__105931324 | SwitchedObj=LINE.18LL89__105931324 | SwitchedTerm=2 | Action=Closed | Lock=no
!New | Line.18LL89__105931323 | Bus1=103649892 | Bus2=103649891 | Switch=T
!New | SwtControl.18LL89__105931323 | SwitchedObj=LINE.18LL89__105931323 | SwitchedTerm=2 | Action=Closed | Lock=no
!New | Line.17Q659__104378566 | Bus1=103413069 | Bus2=103413068 | Switch=T
!New | SwtControl.17Q659__104378566 | SwitchedObj=LINE.17Q659__104378566 | SwitchedTerm=2 | Action=Open | Lock=no
New | Line.17Q659__104378567 | Bus1=103413070 | Bus2=103413069 | Switch=T
New | SwtControl.17Q659__104378567 | SwitchedObj=LINE.17Q659__104378567 | SwitchedTerm=2 | Action=Closed | Lock=no
New | Line.7WL55__103404165 | Bus1=103125602 | Bus2=25360338 | Switch=T
New | SwtControl.7WL55__103404165 | SwitchedObj=LINE.7WL55__103404165 | SwitchedTerm=2 | Action=Closed | Lock=no
New | Line.6TD35__2700965 | Bus1=27136719 | Bus2=26037868 | Switch=T
New | SwtControl.6TD35__2700965 | SwitchedObj=LINE.6TD35__2700965 | SwitchedTerm=2 | Action=Closed | Lock=no
New | Line.7NX10__103222965 | Bus1=103079725 | Bus2=25734533 | Switch=T
New | SwtControl.7NX10__103222965 | SwitchedObj=LINE.7NX10__103222965 | SwitchedTerm=2 | Action=Closed | Lock=no
New | Line.18PH81__104696204 | Bus1=103537163 | Bus2=103537116 | Switch=T
New | SwtControl.18PH81__104696204 | SwitchedObj=LINE.18PH81__104696204 | SwitchedTerm=2 | Action=Closed | Lock=no
New | Line.18PH81__104696205 | Bus1=103537116 | Bus2=103537165 | Switch=T
New | SwtControl.18PH81__104696205 | SwitchedObj=LINE.18PH81__104696205 | SwitchedTerm=2 | Action=Closed | Lock=no
!New | Line.18LL87__105931320 | Bus1=103649896 | Bus2=103649897 | Switch=T
!New | SwtControl.18LL87__105931320 | SwitchedObj=LINE.18LL87__105931320 | SwitchedTerm=2 | Action=Closed | Lock=no
New | Line.18FA93__105325895 | Bus1=103631341 | Bus2=103631340 | Switch=T
New | SwtControl.18FA93__105325895 | SwitchedObj=LINE.18FA93__105325895 | SwitchedTerm=2 | Action=Closed | Lock=no
New | Line.14L465__2700820 | Bus1=26887559 | Bus2=27136574 | Switch=T
New | SwtControl.14L465__2700820 | SwitchedObj=LINE.14L465__2700820 | SwitchedTerm=2 | Action=Closed | Lock=no
New | Line.17MN17__104282576 | Bus1=103383297 | Bus2=103383298 | Switch=T
New | SwtControl.17MN17__104282576 | SwitchedObj=LINE.17MN17__104282576 | SwitchedTerm=2 | Action=Closed | Lock=no
!New | Line.9AM88__2693527 | Bus1=25631612 | Bus2=26999850 | Switch=T
!New | SwtControl.9AM88__2693527 | SwitchedObj=LINE.9AM88__2693527 | SwitchedTerm=2 | Action=Open | Lock=no
New | Line.9AM88__2693526 | Bus1=26999849 | Bus2=25631612 | Switch=T
New | SwtControl.9AM88__2693526 | SwitchedObj=LINE.9AM88__2693526 | SwitchedTerm=2 | Action=Closed | Lock=no
New | Line.17MN17__104282575 | Bus1=103383296 | Bus2=103383297 | Switch=T
New | SwtControl.17MN17__104282575 | SwitchedObj=LINE.17MN17__104282575 | SwitchedTerm=2 | Action=Closed | Lock=no
New | Line.15QR57__103849313 | Bus1=103249182 | Bus2=103249211 | Switch=T
New | SwtControl.15QR57__103849313 | SwitchedObj=LINE.15QR57__103849313 | SwitchedTerm=2 | Action=Closed | Lock=no
New | Line.14L472__2700831 | Bus1=26887569 | Bus2=27136585 | Switch=T
New | SwtControl.14L472__2700831 | SwitchedObj=LINE.14L472__2700831 | SwitchedTerm=2 | Action=Closed | Lock=no
New | Line.15QR57__103849314 | Bus1=103249214 | Bus2=103249182 | Switch=T
New | SwtControl.15QR57__103849314 | SwitchedObj=LINE.15QR57__103849314 | SwitchedTerm=2 | Action=Closed | Lock=no
New | Line.U586BH__2693017 | Bus1=1140112 | Bus2=26999340 | Switch=T
New | SwtControl.U586BH__2693017 | SwitchedObj=LINE.U586BH__2693017 | SwitchedTerm=2 | Action=Closed | Lock=no
New | Line.U586BH__2693016 | Bus1=1140112 | Bus2=26999339 | Switch=T
New | SwtControl.U586BH__2693016 | SwitchedObj=LINE.U586BH__2693016 | SwitchedTerm=2 | Action=Closed | Lock=no
New | Line.14L469__2700828 | Bus1=26887564 | Bus2=27136582 | Switch=T
New | SwtControl.14L469__2700828 | SwitchedObj=LINE.14L469__2700828 | SwitchedTerm=2 | Action=Closed | Lock=no
New | Line.U586BH__2693015 | Bus1=26999338 | Bus2=1140112 | Switch=T
New | SwtControl.U586BH__2693015 | SwitchedObj=LINE.U586BH__2693015 | SwitchedTerm=2 | Action=Closed | Lock=no
!New | Line.A650K__2700904 | Bus1=27136658 | Bus2=25734582 | Switch=T
!New | SwtControl.A650K__2700904 | SwitchedObj=LINE.A650K__2700904 | SwitchedTerm=2 | Action=Open | Lock=no
New | Line.17C985__104039821 | Bus1=103360206 | Bus2=103306288 | Switch=T
New | SwtControl.17C985__104039821 | SwitchedObj=LINE.17C985__104039821 | SwitchedTerm=2 | Action=Closed | Lock=no
New | Line.18PH77__104696216 | Bus1=103537184 | Bus2=103537120 | Switch=T
New | SwtControl.18PH77__104696216 | SwitchedObj=LINE.18PH77__104696216 | SwitchedTerm=2 | Action=Closed | Lock=no
New | Line.18PH77__104696217 | Bus1=103537120 | Bus2=103537188 | Switch=T
New | SwtControl.18PH77__104696217 | SwitchedObj=LINE.18PH77__104696217 | SwitchedTerm=2 | Action=Closed | Lock=no
New | Line.14L469__2700827 | Bus1=27136581 | Bus2=26887564 | Switch=T
New | SwtControl.14L469__2700827 | SwitchedObj=LINE.14L469__2700827 | SwitchedTerm=2 | Action=Closed | Lock=no
New | Line.U405BH__103374126 | Bus1=103117837 | Bus2=103119508 | Switch=T
New | SwtControl.U405BH__103374126 | SwitchedObj=LINE.U405BH__103374126 | SwitchedTerm=2 | Action=Closed | Lock=no
New | Line.A650K__2700903 | Bus1=27136657 | Bus2=25734582 | Switch=T
New | SwtControl.A650K__2700903 | SwitchedObj=LINE.A650K__2700903 | SwitchedTerm=2 | Action=Closed | Lock=no
New | Line.A547BH__2692851 | Bus1=1139946 | Bus2=26999174 | Switch=T
New | SwtControl.A547BH__2692851 | SwitchedObj=LINE.A547BH__2692851 | SwitchedTerm=2 | Action=Closed | Lock=no
New | Line.A547BH__2692850 | Bus1=26999173 | Bus2=1139946 | Switch=T
New | SwtControl.A547BH__2692850 | SwitchedObj=LINE.A547BH__2692850 | SwitchedTerm=2 | Action=Closed | Lock=no
New | Line.5DP98__2693172 | Bus1=26999495 | Bus2=25734545 | Switch=T
New | SwtControl.5DP98__2693172 | SwitchedObj=LINE.5DP98__2693172 | SwitchedTerm=2 | Action=Closed | Lock=no
New | Line.5DP98__2693171 | Bus1=25734545 | Bus2=26999494 | Switch=T
New | SwtControl.5DP98__2693171 | SwitchedObj=LINE.5DP98__2693171 | SwitchedTerm=2 | Action=Closed | Lock=no
New | Line.5DP98__2693170 | Bus1=25734545 | Bus2=26999493 | Switch=T
New | SwtControl.5DP98__2693170 | SwitchedObj=LINE.5DP98__2693170 | SwitchedTerm=2 | Action=Closed | Lock=no
New | Line.6TE32__2701129 | Bus1=27136883 | Bus2=25359968 | Switch=T
New | SwtControl.6TE32__2701129 | SwitchedObj=LINE.6TE32__2701129 | SwitchedTerm=2 | Action=Closed | Lock=no
!New | Line.14LH94__2701368 | Bus1=27137122 | Bus2=26907382 | Switch=T
!New | SwtControl.14LH94__2701368 | SwitchedObj=LINE.14LH94__2701368 | SwitchedTerm=2 | Action=Open | Lock=no
New | Line.13PX79__2693877 | Bus1=26709819 | Bus2=27000200 | Switch=T
New | SwtControl.13PX79__2693877 | SwitchedObj=LINE.13PX79__2693877 | SwitchedTerm=2 | Action=Closed | Lock=no
New | Line.14LH94__2701367 | Bus1=27137121 | Bus2=26907382 | Switch=T
New | SwtControl.14LH94__2701367 | SwitchedObj=LINE.14LH94__2701367 | SwitchedTerm=2 | Action=Closed | Lock=no
New | Line.U612BH__2692829 | Bus1=1140051 | Bus2=26999152 | Switch=T
New | SwtControl.U612BH__2692829 | SwitchedObj=LINE.U612BH__2692829 | SwitchedTerm=2 | Action=Closed | Lock=no
!New | Line.18LL88__105931326 | Bus1=103649884 | Bus2=103649885 | Switch=T
!New | SwtControl.18LL88__105931326 | SwitchedObj=LINE.18LL88__105931326 | SwitchedTerm=2 | Action=Closed | Lock=no
New | Line.13PX75__2693872 | Bus1=27000195 | Bus2=26709761 | Switch=T
New | SwtControl.13PX75__2693872 | SwitchedObj=LINE.13PX75__2693872 | SwitchedTerm=2 | Action=Closed | Lock=no
New | Line.13PX75__2693871 | Bus1=26709761 | Bus2=27000194 | Switch=T
New | SwtControl.13PX75__2693871 | SwitchedObj=LINE.13PX75__2693871 | SwitchedTerm=2 | Action=Closed | Lock=no
New | Line.13PX79__2693878 | Bus1=27000201 | Bus2=26709819 | Switch=T
New | SwtControl.13PX79__2693878 | SwitchedObj=LINE.13PX79__2693878 | SwitchedTerm=2 | Action=Closed | Lock=no
!New | Line.18LL88__105931325 | Bus1=103649884 | Bus2=103649883 | Switch=T
!New | SwtControl.18LL88__105931325 | SwitchedObj=LINE.18LL88__105931325 | SwitchedTerm=2 | Action=Closed | Lock=no
New | Line.17BR89__104028968 | Bus1=103294689 | Bus2=103294688 | Switch=T
New | SwtControl.17BR89__104028968 | SwitchedObj=LINE.17BR89__104028968 | SwitchedTerm=2 | Action=Closed | Lock=no
New | Line.17BR89__104028969 | Bus1=103294688 | Bus2=103294687 | Switch=T
New | SwtControl.17BR89__104028969 | SwitchedObj=LINE.17BR89__104028969 | SwitchedTerm=2 | Action=Closed | Lock=no
New | Line.13PX74__2693869 | Bus1=27000192 | Bus2=26709756 | Switch=T
New | SwtControl.13PX74__2693869 | SwitchedObj=LINE.13PX74__2693869 | SwitchedTerm=2 | Action=Closed | Lock=no
New | Line.18PH80__104696208 | Bus1=103537166 | Bus2=103537118 | Switch=T
New | SwtControl.18PH80__104696208 | SwitchedObj=LINE.18PH80__104696208 | SwitchedTerm=2 | Action=Closed | Lock=no
New | Line.18PH80__104696209 | Bus1=103537118 | Bus2=103537178 | Switch=T
New | SwtControl.18PH80__104696209 | SwitchedObj=LINE.18PH80__104696209 | SwitchedTerm=2 | Action=Closed | Lock=no
New | Line.15RX24__103950483 | Bus1=103274960 | Bus2=103274959 | Switch=T
New | SwtControl.15RX24__103950483 | SwitchedObj=LINE.15RX24__103950483 | SwitchedTerm=2 | Action=Closed | Lock=no
New | Line.U594BH__2693003 | Bus1=1140114 | Bus2=26999326 | Switch=T
New | SwtControl.U594BH__2693003 | SwitchedObj=LINE.U594BH__2693003 | SwitchedTerm=2 | Action=Closed | Lock=no
New | Line.U594BH__2693002 | Bus1=26999325 | Bus2=1140114 | Switch=T
New | SwtControl.U594BH__2693002 | SwitchedObj=LINE.U594BH__2693002 | SwitchedTerm=2 | Action=Closed | Lock=no
New | Line.14DW88__2680015 | Bus1=27146928 | Bus2=26835325 | Switch=T
New | SwtControl.14DW88__2680015 | SwitchedObj=LINE.14DW88__2680015 | SwitchedTerm=2 | Action=Closed | Lock=no
New | Line.14LH98__2701361 | Bus1=27137115 | Bus2=26896057 | Switch=T
New | SwtControl.14LH98__2701361 | SwitchedObj=LINE.14LH98__2701361 | SwitchedTerm=2 | Action=Closed | Lock=no
New | Line.14DW88__2680014 | Bus1=26835326 | Bus2=27146931 | Switch=T
New | SwtControl.14DW88__2680014 | SwitchedObj=LINE.14DW88__2680014 | SwitchedTerm=2 | Action=Closed | Lock=no
New | Line.106795__2701117 | Bus1=27136871 | Bus2=25836873 | Switch=T
New | SwtControl.106795__2701117 | SwitchedObj=LINE.106795__2701117 | SwitchedTerm=2 | Action=Closed | Lock=no
New | Line.14DW88__2680017 | Bus1=27146930 | Bus2=103036414 | Switch=T
New | SwtControl.14DW88__2680017 | SwitchedObj=LINE.14DW88__2680017 | SwitchedTerm=2 | Action=Closed | Lock=no
New | Line.14LJ02__2701355 | Bus1=26896051 | Bus2=27137109 | Switch=T
New | SwtControl.14LJ02__2701355 | SwitchedObj=LINE.14LJ02__2701355 | SwitchedTerm=2 | Action=Closed | Lock=no
New | Line.106795__2701118 | Bus1=25836873 | Bus2=27136872 | Switch=T
New | SwtControl.106795__2701118 | SwitchedObj=LINE.106795__2701118 | SwitchedTerm=2 | Action=Closed | Lock=no
New | Line.133Y83__2701194 | Bus1=26567454 | Bus2=27136948 | Switch=T
New | SwtControl.133Y83__2701194 | SwitchedObj=LINE.133Y83__2701194 | SwitchedTerm=2 | Action=Closed | Lock=no
New | Line.14LH98__2701362 | Bus1=26896057 | Bus2=103042166 | Switch=T
New | SwtControl.14LH98__2701362 | SwitchedObj=LINE.14LH98__2701362 | SwitchedTerm=2 | Action=Closed | Lock=no
New | Line.14LJ02__2701354 | Bus1=103042169 | Bus2=26896051 | Switch=T
New | SwtControl.14LJ02__2701354 | SwitchedObj=LINE.14LJ02__2701354 | SwitchedTerm=2 | Action=Closed | Lock=no
New | Line.133Y83__2701195 | Bus1=27136949 | Bus2=26567454 | Switch=T
New | SwtControl.133Y83__2701195 | SwitchedObj=LINE.133Y83__2701195 | SwitchedTerm=2 | Action=Closed | Lock=no
New | Line.12122__2700897 | Bus1=25734579 | Bus2=27136651 | Switch=T
New | SwtControl.12122__2700897 | SwitchedObj=LINE.12122__2700897 | SwitchedTerm=2 | Action=Closed | Lock=no
New | Line.14L471__104218201 | Bus1=103359448 | Bus2=26887566 | Switch=T
New | SwtControl.14L471__104218201 | SwitchedObj=LINE.14L471__104218201 | SwitchedTerm=2 | Action=Closed | Lock=no
New | Line.14MD35__2700862 | Bus1=27136616 | Bus2=103048714 | Switch=T
New | SwtControl.14MD35__2700862 | SwitchedObj=LINE.14MD35__2700862 | SwitchedTerm=2 | Action=Closed | Lock=no
!New | Line.8DT97__8767309 | Bus1=103079646 | Bus2=T4795B23_10000003 | Switch=T
!New | SwtControl.8DT97__8767309 | SwitchedObj=LINE.8DT97__8767309 | SwitchedTerm=2 | Action=Open | Lock=no
New | Line.7BD66__2693179 | Bus1=26999502 | Bus2=25734543 | Switch=T
New | SwtControl.7BD66__2693179 | SwitchedObj=LINE.7BD66__2693179 | SwitchedTerm=2 | Action=Closed | Lock=no
New | Line.7BD66__2693178 | Bus1=25734543 | Bus2=26999501 | Switch=T
New | SwtControl.7BD66__2693178 | SwitchedObj=LINE.7BD66__2693178 | SwitchedTerm=2 | Action=Closed | Lock=no
New | Line.8R715__2701176 | Bus1=27136930 | Bus2=25490386 | Switch=T
New | SwtControl.8R715__2701176 | SwitchedObj=LINE.8R715__2701176 | SwitchedTerm=2 | Action=Closed | Lock=no
New | Line.15QR58__103849330 | Bus1=103249185 | Bus2=103249215 | Switch=T
New | SwtControl.15QR58__103849330 | SwitchedObj=LINE.15QR58__103849330 | SwitchedTerm=2 | Action=Closed | Lock=no
New | Line.8DT87__2692971 | Bus1=25743423 | Bus2=26999294 | Switch=T
New | SwtControl.8DT87__2692971 | SwitchedObj=LINE.8DT87__2692971 | SwitchedTerm=2 | Action=Closed | Lock=no
New | Line.8DT87__2692972 | Bus1=26999295 | Bus2=25743423 | Switch=T
New | SwtControl.8DT87__2692972 | SwitchedObj=LINE.8DT87__2692972 | SwitchedTerm=2 | Action=Closed | Lock=no
New | Line.14FX05__2700740 | Bus1=27136494 | Bus2=26859626 | Switch=T
New | SwtControl.14FX05__2700740 | SwitchedObj=LINE.14FX05__2700740 | SwitchedTerm=2 | Action=Closed | Lock=no
New | Line.12122__2700898 | Bus1=27136652 | Bus2=25734579 | Switch=T
New | SwtControl.12122__2700898 | SwitchedObj=LINE.12122__2700898 | SwitchedTerm=2 | Action=Closed | Lock=no
New | Line.11PR92__2701077 | Bus1=27136831 | Bus2=26284348 | Switch=T
New | SwtControl.11PR92__2701077 | SwitchedObj=LINE.11PR92__2701077 | SwitchedTerm=2 | Action=Closed | Lock=no
New | Line.17KH69__104218268 | Bus1=103359060 | Bus2=103359061 | Switch=T
New | SwtControl.17KH69__104218268 | SwitchedObj=LINE.17KH69__104218268 | SwitchedTerm=2 | Action=Closed | Lock=no
New | Line.17KH69__104218269 | Bus1=103359059 | Bus2=103359060 | Switch=T
New | SwtControl.17KH69__104218269 | SwitchedObj=LINE.17KH69__104218269 | SwitchedTerm=2 | Action=Closed | Lock=no
New | Line.D099K__2701021 | Bus1=25734595 | Bus2=27136775 | Switch=T
New | SwtControl.D099K__2701021 | SwitchedObj=LINE.D099K__2701021 | SwitchedTerm=2 | Action=Closed | Lock=no
New | Line.D099K__2701020 | Bus1=27136774 | Bus2=25734595 | Switch=T
New | SwtControl.D099K__2701020 | SwitchedObj=LINE.D099K__2701020 | SwitchedTerm=2 | Action=Closed | Lock=no
New | Line.D104K__2701013 | Bus1=25734591 | Bus2=27136767 | Switch=T
New | SwtControl.D104K__2701013 | SwitchedObj=LINE.D104K__2701013 | SwitchedTerm=2 | Action=Closed | Lock=no
New | Line.126698__2693609 | Bus1=26999932 | Bus2=26356921 | Switch=T
New | SwtControl.126698__2693609 | SwitchedObj=LINE.126698__2693609 | SwitchedTerm=2 | Action=Closed | Lock=no
New | Line.D104K__2701012 | Bus1=27136766 | Bus2=25734591 | Switch=T
New | SwtControl.D104K__2701012 | SwitchedObj=LINE.D104K__2701012 | SwitchedTerm=2 | Action=Closed | Lock=no
New | Line.A649K__2700901 | Bus1=25734581 | Bus2=27136655 | Switch=T
New | SwtControl.A649K__2700901 | SwitchedObj=LINE.A649K__2700901 | SwitchedTerm=2 | Action=Closed | Lock=no
New | Line.D102K__2700906 | Bus1=25734598 | Bus2=27136660 | Switch=T
New | SwtControl.D102K__2700906 | SwitchedObj=LINE.D102K__2700906 | SwitchedTerm=2 | Action=Closed | Lock=no
New | Line.A649K__2700902 | Bus1=27136656 | Bus2=25734581 | Switch=T
New | SwtControl.A649K__2700902 | SwitchedObj=LINE.A649K__2700902 | SwitchedTerm=2 | Action=Closed | Lock=no
New | Line.D102K__2700905 | Bus1=27136659 | Bus2=25734598 | Switch=T
New | SwtControl.D102K__2700905 | SwitchedObj=LINE.D102K__2700905 | SwitchedTerm=2 | Action=Closed | Lock=no
!New | Line.12AK64__2701085 | Bus1=26387814 | Bus2=27136839 | Switch=T
!New | SwtControl.12AK64__2701085 | SwitchedObj=LINE.12AK64__2701085 | SwitchedTerm=2 | Action=Open | Lock=no
New | Line.12AK64__2701084 | Bus1=27136838 | Bus2=26387814 | Switch=T
New | SwtControl.12AK64__2701084 | SwitchedObj=LINE.12AK64__2701084 | SwitchedTerm=2 | Action=Closed | Lock=no
New | Line.7NX60__2693027 | Bus1=26999350 | Bus2=25734531 | Switch=T
New | SwtControl.7NX60__2693027 | SwitchedObj=LINE.7NX60__2693027 | SwitchedTerm=2 | Action=Closed | Lock=no
New | Line.12AK61__2701079 | Bus1=27136833 | Bus2=26387833 | Switch=T
New | SwtControl.12AK61__2701079 | SwitchedObj=LINE.12AK61__2701079 | SwitchedTerm=2 | Action=Closed | Lock=no
!New | Line.187R46__104783241 | Bus1=103571021 | Bus2=103571022 | Switch=T
!New | SwtControl.187R46__104783241 | SwitchedObj=LINE.187R46__104783241 | SwitchedTerm=2 | Action=Open | Lock=no
New | Line.9AM77__2693551 | Bus1=25631610 | Bus2=26999874 | Switch=T
New | SwtControl.9AM77__2693551 | SwitchedObj=LINE.9AM77__2693551 | SwitchedTerm=2 | Action=Closed | Lock=no
New | Line.12AK61__2701078 | Bus1=26387833 | Bus2=27136832 | Switch=T
New | SwtControl.12AK61__2701078 | SwitchedObj=LINE.12AK61__2701078 | SwitchedTerm=2 | Action=Closed | Lock=no
New | Line.13PX86__2693847 | Bus1=27000170 | Bus2=26709786 | Switch=T
New | SwtControl.13PX86__2693847 | SwitchedObj=LINE.13PX86__2693847 | SwitchedTerm=2 | Action=Closed | Lock=no
New | Line.9AM77__2693550 | Bus1=26999873 | Bus2=25631610 | Switch=T
New | SwtControl.9AM77__2693550 | SwitchedObj=LINE.9AM77__2693550 | SwitchedTerm=2 | Action=Closed | Lock=no
New | Line.13PX90__2693866 | Bus1=27000189 | Bus2=26709771 | Switch=T
New | SwtControl.13PX90__2693866 | SwitchedObj=LINE.13PX90__2693866 | SwitchedTerm=2 | Action=Closed | Lock=no
!New | Line.13PX90__2693865 | Bus1=26709771 | Bus2=27000188 | Switch=T
!New | SwtControl.13PX90__2693865 | SwitchedObj=LINE.13PX90__2693865 | SwitchedTerm=2 | Action=Open | Lock=no
New | Line.13PX93__2693850 | Bus1=26709791 | Bus2=27000173 | Switch=T
New | SwtControl.13PX93__2693850 | SwitchedObj=LINE.13PX93__2693850 | SwitchedTerm=2 | Action=Closed | Lock=no
New | Line.14T643__103076976 | Bus1=103048756 | Bus2=103032167 | Switch=T
New | SwtControl.14T643__103076976 | SwitchedObj=LINE.14T643__103076976 | SwitchedTerm=2 | Action=Closed | Lock=no
New | Line.D869K__2700961 | Bus1=27136715 | Bus2=1105433 | Switch=T
New | SwtControl.D869K__2700961 | SwitchedObj=LINE.D869K__2700961 | SwitchedTerm=2 | Action=Closed | Lock=no
New | Line.14T643__103076977 | Bus1=103032167 | Bus2=103048757 | Switch=T
New | SwtControl.14T643__103076977 | SwitchedObj=LINE.14T643__103076977 | SwitchedTerm=2 | Action=Closed | Lock=no
New | Line.7NX60__2693028 | Bus1=25734531 | Bus2=26999351 | Switch=T
New | SwtControl.7NX60__2693028 | SwitchedObj=LINE.7NX60__2693028 | SwitchedTerm=2 | Action=Closed | Lock=no
New | Line.13PX86__2693848 | Bus1=26709786 | Bus2=27000171 | Switch=T
New | SwtControl.13PX86__2693848 | SwitchedObj=LINE.13PX86__2693848 | SwitchedTerm=2 | Action=Closed | Lock=no
New | Line.13PX92__2693846 | Bus1=26709781 | Bus2=27000169 | Switch=T
New | SwtControl.13PX92__2693846 | SwitchedObj=LINE.13PX92__2693846 | SwitchedTerm=2 | Action=Closed | Lock=no
New | Line.D869K__2700962 | Bus1=1105433 | Bus2=27136716 | Switch=T
New | SwtControl.D869K__2700962 | SwitchedObj=LINE.D869K__2700962 | SwitchedTerm=2 | Action=Closed | Lock=no
New | Line.13PX92__2693845 | Bus1=27000168 | Bus2=26709781 | Switch=T
New | SwtControl.13PX92__2693845 | SwitchedObj=LINE.13PX92__2693845 | SwitchedTerm=2 | Action=Closed | Lock=no
New | Line.7TX19__2701180 | Bus1=27136934 | Bus2=25360260 | Switch=T
New | SwtControl.7TX19__2701180 | SwitchedObj=LINE.7TX19__2701180 | SwitchedTerm=2 | Action=Closed | Lock=no
!New | Line.NV11__2692876 | Bus1=25024997 | Bus2=26999199 | Switch=T
!New | SwtControl.NV11__2692876 | SwitchedObj=LINE.NV11__2692876 | SwitchedTerm=2 | Action=Open | Lock=no
New | Line.17BR90__104028970 | Bus1=103294685 | Bus2=103294684 | Switch=T
New | SwtControl.17BR90__104028970 | SwitchedObj=LINE.17BR90__104028970 | SwitchedTerm=2 | Action=Closed | Lock=no
New | Line.G255K__2700932 | Bus1=1105257 | Bus2=27136686 | Switch=T
New | SwtControl.G255K__2700932 | SwitchedObj=LINE.G255K__2700932 | SwitchedTerm=2 | Action=Closed | Lock=no
New | Line.NV11__2692877 | Bus1=26999200 | Bus2=25024997 | Switch=T
New | SwtControl.NV11__2692877 | SwitchedObj=LINE.NV11__2692877 | SwitchedTerm=2 | Action=Closed | Lock=no
New | Line.17BR90__104028971 | Bus1=103294684 | Bus2=103294683 | Switch=T
New | SwtControl.17BR90__104028971 | SwitchedObj=LINE.17BR90__104028971 | SwitchedTerm=2 | Action=Closed | Lock=no
New | Line.G255K__2700933 | Bus1=27136687 | Bus2=1105257 | Switch=T
New | SwtControl.G255K__2700933 | SwitchedObj=LINE.G255K__2700933 | SwitchedTerm=2 | Action=Closed | Lock=no
New | Line.PBB37__2692826 | Bus1=26999149 | Bus2=1139879 | Switch=T
New | SwtControl.PBB37__2692826 | SwitchedObj=LINE.PBB37__2692826 | SwitchedTerm=2 | Action=Closed | Lock=no
New | Line.PBB37__2692825 | Bus1=1139879 | Bus2=26999148 | Switch=T
New | SwtControl.PBB37__2692825 | SwitchedObj=LINE.PBB37__2692825 | SwitchedTerm=2 | Action=Closed | Lock=no
New | Line.15TN76__103913510 | Bus1=103384998 | Bus2=103265081 | Switch=T
New | SwtControl.15TN76__103913510 | SwitchedObj=LINE.15TN76__103913510 | SwitchedTerm=2 | Action=Closed | Lock=no
New | Line.106796__2701090 | Bus1=27136844 | Bus2=25836865 | Switch=T
New | SwtControl.106796__2701090 | SwitchedObj=LINE.106796__2701090 | SwitchedTerm=2 | Action=Closed | Lock=no
New | Line.15TN76__103913511 | Bus1=103265081 | Bus2=103328976 | Switch=T
New | SwtControl.15TN76__103913511 | SwitchedObj=LINE.15TN76__103913511 | SwitchedTerm=2 | Action=Closed | Lock=no
New | Line.106796__2701091 | Bus1=25836865 | Bus2=27136845 | Switch=T
New | SwtControl.106796__2701091 | SwitchedObj=LINE.106796__2701091 | SwitchedTerm=2 | Action=Closed | Lock=no
New | Line.14L345__2700815 | Bus1=27136569 | Bus2=26887526 | Switch=T
New | SwtControl.14L345__2700815 | SwitchedObj=LINE.14L345__2700815 | SwitchedTerm=2 | Action=Closed | Lock=no
New | Line.14L345__2700814 | Bus1=26887526 | Bus2=27136568 | Switch=T
New | SwtControl.14L345__2700814 | SwitchedObj=LINE.14L345__2700814 | SwitchedTerm=2 | Action=Closed | Lock=no
New | Line.15QR55__103849292 | Bus1=103249207 | Bus2=103249178 | Switch=T
New | SwtControl.15QR55__103849292 | SwitchedObj=LINE.15QR55__103849292 | SwitchedTerm=2 | Action=Closed | Lock=no
New | Line.15QR55__103849291 | Bus1=103249178 | Bus2=103249201 | Switch=T
New | SwtControl.15QR55__103849291 | SwitchedObj=LINE.15QR55__103849291 | SwitchedTerm=2 | Action=Closed | Lock=no
New | Line.9WA92__2701510 | Bus1=25873711 | Bus2=27137264 | Switch=T
New | SwtControl.9WA92__2701510 | SwitchedObj=LINE.9WA92__2701510 | SwitchedTerm=2 | Action=Closed | Lock=no
New | Line.132359__2693132 | Bus1=26999455 | Bus2=26555782 | Switch=T
New | SwtControl.132359__2693132 | SwitchedObj=LINE.132359__2693132 | SwitchedTerm=2 | Action=Closed | Lock=no
New | Line.132359__2693133 | Bus1=26555782 | Bus2=26999456 | Switch=T
New | SwtControl.132359__2693133 | SwitchedObj=LINE.132359__2693133 | SwitchedTerm=2 | Action=Closed | Lock=no
New | Line.14L341__2700850 | Bus1=26887522 | Bus2=27136604 | Switch=T
New | SwtControl.14L341__2700850 | SwitchedObj=LINE.14L341__2700850 | SwitchedTerm=2 | Action=Closed | Lock=no
New | Line.RFJ75__2693068 | Bus1=1105212 | Bus2=26999391 | Switch=T
New | SwtControl.RFJ75__2693068 | SwitchedObj=LINE.RFJ75__2693068 | SwitchedTerm=2 | Action=Closed | Lock=no
New | Line.RFJ75__2693069 | Bus1=26999392 | Bus2=1105212 | Switch=T
New | SwtControl.RFJ75__2693069 | SwitchedObj=LINE.RFJ75__2693069 | SwitchedTerm=2 | Action=Closed | Lock=no
New | Line.132364__2693140 | Bus1=26999463 | Bus2=26555809 | Switch=T
New | SwtControl.132364__2693140 | SwitchedObj=LINE.132364__2693140 | SwitchedTerm=2 | Action=Closed | Lock=no
New | Line.132362__2693120 | Bus1=26999443 | Bus2=26555845 | Switch=T
New | SwtControl.132362__2693120 | SwitchedObj=LINE.132362__2693120 | SwitchedTerm=2 | Action=Closed | Lock=no
New | Line.132355__2693134 | Bus1=26555757 | Bus2=26999457 | Switch=T
New | SwtControl.132355__2693134 | SwitchedObj=LINE.132355__2693134 | SwitchedTerm=2 | Action=Closed | Lock=no
New | Line.132362__2693121 | Bus1=26555845 | Bus2=26999444 | Switch=T
New | SwtControl.132362__2693121 | SwitchedObj=LINE.132362__2693121 | SwitchedTerm=2 | Action=Closed | Lock=no
New | Line.132355__2693135 | Bus1=26999458 | Bus2=26555757 | Switch=T
New | SwtControl.132355__2693135 | SwitchedObj=LINE.132355__2693135 | SwitchedTerm=2 | Action=Closed | Lock=no
New | Line.14Q049__103041242 | Bus1=103294961 | Bus2=103661126 | Switch=T
New | SwtControl.14Q049__103041242 | SwitchedObj=LINE.14Q049__103041242 | SwitchedTerm=2 | Action=Closed | Lock=no
New | Line.7NW83__2692939 | Bus1=26999262 | Bus2=25734560 | Switch=T
New | SwtControl.7NW83__2692939 | SwitchedObj=LINE.7NW83__2692939 | SwitchedTerm=2 | Action=Closed | Lock=no
New | Line.132353__2693150 | Bus1=26555743 | Bus2=26999473 | Switch=T
New | SwtControl.132353__2693150 | SwitchedObj=LINE.132353__2693150 | SwitchedTerm=2 | Action=Closed | Lock=no
New | Line.14Q049__103041241 | Bus1=103089665 | Bus2=103016793 | Switch=T
New | SwtControl.14Q049__103041241 | SwitchedObj=LINE.14Q049__103041241 | SwitchedTerm=2 | Action=Closed | Lock=no
New | Line.7NW83__2692938 | Bus1=25734560 | Bus2=26999261 | Switch=T
New | SwtControl.7NW83__2692938 | SwitchedObj=LINE.7NW83__2692938 | SwitchedTerm=2 | Action=Closed | Lock=no
New | Line.132363__2693118 | Bus1=26999441 | Bus2=26555839 | Switch=T
New | SwtControl.132363__2693118 | SwitchedObj=LINE.132363__2693118 | SwitchedTerm=2 | Action=Closed | Lock=no
New | Line.132363__2693119 | Bus1=26555839 | Bus2=26999442 | Switch=T
New | SwtControl.132363__2693119 | SwitchedObj=LINE.132363__2693119 | SwitchedTerm=2 | Action=Closed | Lock=no
New | Line.8EK66__2700973 | Bus1=27136727 | Bus2=25784511 | Switch=T
New | SwtControl.8EK66__2700973 | SwitchedObj=LINE.8EK66__2700973 | SwitchedTerm=2 | Action=Closed | Lock=no
New | Line.13PX83__2693793 | Bus1=26709847 | Bus2=27000116 | Switch=T
New | SwtControl.13PX83__2693793 | SwitchedObj=LINE.13PX83__2693793 | SwitchedTerm=2 | Action=Closed | Lock=no
New | Line.17KH68__104218266 | Bus1=103359066 | Bus2=103359067 | Switch=T
New | SwtControl.17KH68__104218266 | SwitchedObj=LINE.17KH68__104218266 | SwitchedTerm=2 | Action=Closed | Lock=no
New | Line.13PX83__2693792 | Bus1=27000115 | Bus2=26709847 | Switch=T
New | SwtControl.13PX83__2693792 | SwitchedObj=LINE.13PX83__2693792 | SwitchedTerm=2 | Action=Closed | Lock=no
New | Line.17KH68__104218267 | Bus1=103359067 | Bus2=103359068 | Switch=T
New | SwtControl.17KH68__104218267 | SwitchedObj=LINE.17KH68__104218267 | SwitchedTerm=2 | Action=Closed | Lock=no
New | Line.13L574__2701329 | Bus1=27137083 | Bus2=26679489 | Switch=T
New | SwtControl.13L574__2701329 | SwitchedObj=LINE.13L574__2701329 | SwitchedTerm=2 | Action=Closed | Lock=no
New | Line.8EK66__2700975 | Bus1=25784511 | Bus2=27136729 | Switch=T
New | SwtControl.8EK66__2700975 | SwitchedObj=LINE.8EK66__2700975 | SwitchedTerm=2 | Action=Closed | Lock=no
New | Line.8EK66__2700974 | Bus1=25784511 | Bus2=27136728 | Switch=T
New | SwtControl.8EK66__2700974 | SwitchedObj=LINE.8EK66__2700974 | SwitchedTerm=2 | Action=Closed | Lock=no
New | Line.9WA90__2700950 | Bus1=27136704 | Bus2=25873707 | Switch=T
New | SwtControl.9WA90__2700950 | SwitchedObj=LINE.9WA90__2700950 | SwitchedTerm=2 | Action=Closed | Lock=no
New | Line.11E482__103404140 | Bus1=26128181 | Bus2=103125601 | Switch=T
New | SwtControl.11E482__103404140 | SwitchedObj=LINE.11E482__103404140 | SwitchedTerm=2 | Action=Closed | Lock=no
New | Line.9WA90__2700951 | Bus1=25873707 | Bus2=27136705 | Switch=T
New | SwtControl.9WA90__2700951 | SwitchedObj=LINE.9WA90__2700951 | SwitchedTerm=2 | Action=Closed | Lock=no
New | Line.144378__2701335 | Bus1=27137089 | Bus2=26776430 | Switch=T
New | SwtControl.144378__2701335 | SwitchedObj=LINE.144378__2701335 | SwitchedTerm=2 | Action=Closed | Lock=no

## Lines_UG
New | Line.18KQ20_186Q93_105985159 | Bus1=103651947.3 | Bus2=103527267.3 | LineCode=PEC1_#1/0_AWG_AL_XLPE_JACKET_CN_ | Phases= | 1 | Length=160.026096 | units=m
New | Line.8R717_8R719_2657823 | Bus1=26991515.2 | Bus2=26991512.2 | LineCode=PEC1_#1/0_AWG_AL_XLPE_JACKET_CN_ | Phases= | 1 | Length=67.970400 | units=m
New | Line.11E480_11E481_2667684 | Bus1=103125599.2 | Bus2=27136877.2 | LineCode=PEC1_#1/0_AWG_AL_XLPE_JACKET_CN_ | Phases= | 1 | Length=199.948800 | units=m
New | Line.BUS_103098782 | Bus1=103048714.3 | Bus2=103048715.3 | LineCode=NONE | Phases= | 1 | Length=0.000305 | units=m
New | Line.BUS_104712819 | Bus1=103543472.1 | Bus2=T4795B23_10000049.1 | LineCode=NONE | Phases= | 1 | Length=0.000305 | units=m
New | Line.15TN71_15TN72_103913787 | Bus1=103265150.3 | Bus2=103265149.3 | LineCode=PEC1_#1/0_AWG_AL_XLPE_JACKET_CN_ | Phases= | 1 | Length=124.358400 | units=m
New | Line.8EK66_8EK67_2662319 | Bus1=27136728.1 | Bus2=27136701.1 | LineCode=PEC1_#1/0_AWG_AL_XLPE_JACKET_CN_ | Phases= | 1 | Length=107.899200 | units=m
New | Line.BUS_103388664 | Bus1=103121474.1.2.3 | Bus2=103121475.1.2.3 | LineCode=NONE | Phases= | 3 | Length=0.000305 | units=m
New | Line.G9L65_17Q665_2681054 | Bus1=103041881.2 | Bus2=103413875.2 | LineCode=PEC1_#1/0_AWG_AL_XLPE_JACKET_CN_ | Phases= | 1 | Length=405.868632 | units=m
New | Line.184Q68_183Y93_104712795 | Bus1=103543441.1 | Bus2=103543459.1 | LineCode=PEC1_#1/0_AWG_AL_XLPE_JACKET_CN_ | Phases= | 1 | Length=48.768000 | units=m
New | Line.D118K_D117K_2626987 | Bus1=27136777.1 | Bus2=27136765.1 | LineCode=PEC1_#1/0_AWG_AL_XLPE_JACKET_CN_ | Phases= | 1 | Length=115.824000 | units=m
New | Line.D106K_12128_2626989 | Bus1=27136666.3 | Bus2=27136663.3 | LineCode=PEC1_#1/0_AWG_AL_XLPE_JACKET_CN_ | Phases= | 1 | Length=80.467200 | units=m
New | Line.132351_132352_2675025 | Bus1=26999465.2 | Bus2=26999474.2 | LineCode=PEC1_#1/0_AWG_AL_XLPE_JACKET_CN_ | Phases= | 1 | Length=125.577600 | units=m
New | Line.9AM82_D883K_2659664 | Bus1=25631624.2 | Bus2=26999871.2 | LineCode=PEC1_#1/0_AWG_AL_XLPE_JACKET_CN_ | Phases= | 1 | Length=402.336000 | units=m
New | Line.A984BH_86093_2656902 | Bus1=25429365.1 | Bus2=27135962.1 | LineCode=PEC1_#1/0_AWG_AL_XLPE_JACKET_CN_ | Phases= | 1 | Length=232.257600 | units=m
New | Line.13PX76_13PX77_2676794 | Bus1=27000196.2 | Bus2=27000199.2 | LineCode=PEC1_#1/0_AWG_AL_XLPE_JACKET_CN_ | Phases= | 1 | Length=26.517600 | units=m
New | Line.7228K_9AM77_2659652 | Bus1=25631627.1 | Bus2=26999873.1 | LineCode=PEC1_#1/0_AWG_AL_XLPE_JACKET_CN_ | Phases= | 1 | Length=362.407200 | units=m
New | Line.13PX85_7231K_2676812 | Bus1=26709862.1 | Bus2=27000178.1 | LineCode=PEC1_#1/0_AWG_AL_XLPE_JACKET_CN_ | Phases= | 1 | Length=260.604000 | units=m
New | Line.BUS_103098768 | Bus1=103048712.2 | Bus2=103048711.2 | LineCode=NONE | Phases= | 1 | Length=0.000305 | units=m
New | Line.18GC39_18GC40_105326041 | Bus1=103626617.2 | Bus2=103626615.2 | LineCode=PEC1_#1/0_AWG_AL_XLPE_JACKET_CN_ | Phases= | 1 | Length=118.262400 | units=m
New | Line.7RE77_7TX21_2656196 | Bus1=25360359.3 | Bus2=27136932.3 | LineCode=PEC1_#1/0_AWG_AL_XLPE_JACKET_CN_ | Phases= | 1 | Length=120.396000 | units=m
New | Line.6TE34_6TE39_2655975 | Bus1=27136887.1 | Bus2=27136890.1 | LineCode=PEC1_#1/0_AWG_AL_XLPE_JACKET_CN_ | Phases= | 1 | Length=269.748000 | units=m
New | Line.119P96_13XH06_2677732 | Bus1=26999477.1 | Bus2=26755991.1 | LineCode=PEC1_#1/0_AWG_AL_XLPE_JACKET_CN_ | Phases= | 1 | Length=2.438400 | units=m
New | Line.85373_13F675_2657449 | Bus1=103121256.2 | Bus2=27137027.2 | LineCode=PEC1_#1/0_AWG_AL_XLPE_JACKET_CN_ | Phases= | 1 | Length=164.592000 | units=m
New | Line.14FX05_14FX04_2679999 | Bus1=27136524.1 | Bus2=27136494.1 | LineCode=PEC1_#1/0_AWG_AL_XLPE_JACKET_CN_ | Phases= | 1 | Length=93.268800 | units=m
New | Line.134088_133Y84_2676509 | Bus1=103121503.3 | Bus2=27136946.3 | LineCode=PEC1_#1/0_AWG_AL_XLPE_JACKET_CN_ | Phases= | 1 | Length=6.705600 | units=m
New | Line.9WA93_116C33_2663184 | Bus1=27136721.1 | Bus2=27137278.1 | LineCode=PEC1_#1/0_AWG_AL_XLPE_JACKET_CN_ | Phases= | 1 | Length=101.803200 | units=m
New | Line.U570BH_A536BH_2628380 | Bus1=1140122.3 | Bus2=26999161.3 | LineCode=PEC1_#1/0_AWG_AL_EPR_CN_D_B | Phases= | 1 | Length=99.364800 | units=m
New | Line.183Y90_183Y09_104696276 | Bus1=103537136.2 | Bus2=103536814.2 | LineCode=PEC1_#1/0_AWG_AL_XLPE_JACKET_CN_ | Phases= | 1 | Length=24.469344 | units=m
New | Line.13PX97_13PX90_2676776 | Bus1=27000186.3 | Bus2=27000189.3 | LineCode=PEC1_#1/0_AWG_AL_XLPE_JACKET_CN_ | Phases= | 1 | Length=47.244000 | units=m
New | Line.84Q26_7NX60_2656157 | Bus1=26999354.3 | Bus2=26999350.3 | LineCode=PEC1_#1/0_AWG_AL_XLPE_JACKET_CN_ | Phases= | 1 | Length=300.837600 | units=m
New | Line.18KQ21_183907_105985151 | Bus1=103651945.2 | Bus2=103529698.2 | LineCode=PEC1_#1/0_AWG_AL_XLPE_JACKET_CN_ | Phases= | 1 | Length=8.705088 | units=m
New | Line.BUS_103041238 | Bus1=103016792.1.2.3 | Bus2=103016797.1.2.3 | LineCode=NONE | Phases= | 3 | Length=0.000305 | units=m
New | Line.13PX78_13PX80_2676800 | Bus1=27000202.2 | Bus2=27000205.2 | LineCode=PEC1_#1/0_AWG_AL_XLPE_JACKET_CN_ | Phases= | 1 | Length=144.170400 | units=m
New | Line.BUS_103041237 | Bus1=103016794.1.2.3 | Bus2=103294963.1.2.3 | LineCode=NONE | Phases= | 3 | Length=0.000305 | units=m
New | Line.BUS_103041236 | Bus1=103016794.1.2.3 | Bus2=103294961.1.2.3 | LineCode=NONE | Phases= | 3 | Length=0.000305 | units=m
New | Line.BUS_103041235 | Bus1=103016793.1.2.3 | Bus2=103016792.1.2.3 | LineCode=NONE | Phases= | 3 | Length=0.000305 | units=m
New | Line.13PX80_13PX81_2676802 | Bus1=27000112.1 | Bus2=27000204.1 | LineCode=PEC1_#1/0_AWG_AL_XLPE_JACKET_CN_ | Phases= | 1 | Length=56.083200 | units=m
New | Line.BUS_2707110 | Bus1=27146931.1.2.3 | Bus2=27146927.1.2.3 | LineCode=NONE | Phases= | 3 | Length=0.000305 | units=m
New | Line.106797_106795_2662456 | Bus1=27136875.2 | Bus2=27136871.2 | LineCode=PEC1_#1/0_AWG_AL_XLPE_JACKET_CN_ | Phases= | 1 | Length=46.634400 | units=m
New | Line.13L570_13L571_2676125 | Bus1=27137075.1 | Bus2=27137078.1 | LineCode=PEC1_#1/0_AWG_AL_XLPE_JACKET_CN_ | Phases= | 1 | Length=142.036800 | units=m
New | Line.133Y83_133Y82_2674184 | Bus1=27136948.3 | Bus2=27136951.3 | LineCode=PEC1_#1/0_AWG_AL_XLPE_JACKET_CN_ | Phases= | 1 | Length=59.740800 | units=m
New | Line.18KP61_18KQ21_105820251 | Bus1=103645571.2 | Bus2=103651945.2 | LineCode=PEC1_#1/0_AWG_AL_XLPE_JACKET_CN_ | Phases= | 1 | Length=70.408800 | units=m
New | Line.15TN75_17CA01_103913826 | Bus1=103297397.3 | Bus2=103265168.3 | LineCode=PEC1_#1/0_AWG_AL_XLPE_JACKET_CN_ | Phases= | 1 | Length=171.145200 | units=m
New | Line.7TX18_7WL56_2656205 | Bus1=27136908.3 | Bus2=103125604.3 | LineCode=PEC1_#1/0_AWG_AL_XLPE_JACKET_CN_ | Phases= | 1 | Length=141.427200 | units=m
New | Line.5DP92_5DP93_2664342 | Bus1=26999484.2 | Bus2=26999491.2 | LineCode=PEC1_#1/0_AWG_AL_XLPE_JACKET_CN_ | Phases= | 1 | Length=228.295200 | units=m
New | Line.144379_144378_2678083 | Bus1=27137090.1 | Bus2=27137096.1 | LineCode=PEC1_#1/0_AWG_AL_XLPE_JACKET_CN_ | Phases= | 1 | Length=462.381600 | units=m
New | Line.17KH64_17KH65_104218257 | Bus1=103359455.2 | Bus2=103359055.2 | LineCode=PEC1_#1/0_AWG_AL_XLPE_JACKET_CN_ | Phases= | 1 | Length=48.463200 | units=m
New | Line.BUS_105436413 | Bus1=103631333.2 | Bus2=103631332.2 | LineCode=NONE | Phases= | 1 | Length=0.000305 | units=m
New | Line.A649K_12122_2626929 | Bus1=27136651.3 | Bus2=27136656.3 | LineCode=PEC1_#2_AWG_AL_XLPE_JACKET_CN_D_ | Phases= | 1 | Length=161.239200 | units=m
New | Line.6TE39_6TE35_2655976 | Bus1=27136889.1 | Bus2=27136895.1 | LineCode=PEC1_#1/0_AWG_AL_XLPE_JACKET_CN_ | Phases= | 1 | Length=155.143200 | units=m
New | Line.9WA92_116C33_2663183 | Bus1=27137264.1 | Bus2=27136720.1 | LineCode=PEC1_#1/0_AWG_AL_XLPE_JACKET_CN_ | Phases= | 1 | Length=307.848000 | units=m
New | Line.D862K_12132_2628376 | Bus1=26999233.3 | Bus2=27136637.3 | LineCode=PEC1_#1/0_AWG_AL_XLPE_JACKET_CN_ | Phases= | 1 | Length=210.312000 | units=m
New | Line.18PH79_18PH81_104696340 | Bus1=103537162.1 | Bus2=103537163.1 | LineCode=PEC1_#1/0_AWG_AL_XLPE_JACKET_CN_ | Phases= | 1 | Length=50.596800 | units=m
New | Line.9AM84_D883K_2659651 | Bus1=25631622.3 | Bus2=26999859.3 | LineCode=PEC1_#1/0_AWG_AL_XLPE_JACKET_CN_ | Phases= | 1 | Length=165.811200 | units=m
New | Line.7350K_18FA94_105436426 | Bus1=1104735.2 | Bus2=103631344.2 | LineCode=PEC1_#1/0_AWG_AL_XLPE_JACKET_CN_ | Phases= | 1 | Length=225.384360 | units=m
New | Line.7NX29_7NX10_2654660 | Bus1=26999348.3 | Bus2=103079725.3 | LineCode=PEC1_#1/0_AWG_AL_XLPE_JACKET_CN_ | Phases= | 1 | Length=89.611200 | units=m
New | Line.13L574_13L575_2676129 | Bus1=27137072.1 | Bus2=27137083.1 | LineCode=PEC1_#1/0_AWG_AL_XLPE_JACKET_CN_ | Phases= | 1 | Length=153.619200 | units=m
New | Line.13PX91_13PX92_2676780 | Bus1=27000169.3 | Bus2=27000166.3 | LineCode=PEC1_#1/0_AWG_AL_XLPE_JACKET_CN_ | Phases= | 1 | Length=67.665600 | units=m
New | Line.13PX89_13PX96_2676769 | Bus1=27000182.3 | Bus2=27000185.3 | LineCode=PEC1_#1/0_AWG_AL_XLPE_JACKET_CN_ | Phases= | 1 | Length=46.634400 | units=m
New | Line.14T643_14DW88_103076978 | Bus1=26859784.1 | Bus2=103048756.1 | LineCode=PEC1_#1/0_AWG_AL_XLPE_JACKET_CN_ | Phases= | 1 | Length=70.085712 | units=m
New | Line.5LT91_A543BH_2628379 | Bus1=26999169.3 | Bus2=26999207.3 | LineCode=PEC1_#1/0_AWG_AL_XLPE_JACKET_CN_ | Phases= | 1 | Length=64.922400 | units=m
New | Line.17BR89_17BR90_104028965 | Bus1=103294683.1 | Bus2=103294689.1 | LineCode=PEC1_#1/0_AWG_AL_XLPE_JACKET_CN_ | Phases= | 1 | Length=302.971200 | units=m
New | Line.7NX16_7NX73_2655322 | Bus1=26999268.2 | Bus2=26999270.2 | LineCode=PEC1_#1/0_AWG_AL_XLPE_JACKET_CN_ | Phases= | 1 | Length=231.343200 | units=m
New | Line.D884K_13PX87_2676759 | Bus1=26709736.3 | Bus2=27000190.3 | LineCode=PEC1_#1/0_AWG_AL_XLPE_JACKET_CN_ | Phases= | 1 | Length=87.477600 | units=m
New | Line.D113K_D112K_2626978 | Bus1=27136678.3 | Bus2=27136675.3 | LineCode=PEC1_#1/0_AWG_AL_XLPE_JACKET_CN_ | Phases= | 1 | Length=96.621600 | units=m
New | Line.G257K_G256K_2627023 | Bus1=27136688.3 | Bus2=27136691.3 | LineCode=PEC1_#1/0_AWG_AL_XLPE_JACKET_CN_ | Phases= | 1 | Length=409.956000 | units=m
New | Line.186Q95_18LW04_104672512 | Bus1=103651943.1 | Bus2=103527273.1 | LineCode=PEC1_#1/0_AWG_AL_XLPE_JACKET_CN_ | Phases= | 1 | Length=341.683848 | units=m
New | Line.6TE37_7MX01_2655997 | Bus1=27136905.1 | Bus2=27136894.1 | LineCode=PEC1_#1/0_AWG_AL_XLPE_JACKET_CN_ | Phases= | 1 | Length=126.796800 | units=m
New | Line.7BD66_5DP98_2654334 | Bus1=26999493.2 | Bus2=26999502.2 | LineCode=PEC1_#1/0_AWG_AL_XLPE_JACKET_CN_ | Phases= | 1 | Length=173.736000 | units=m
New | Line.14G318_14L467_2680581 | Bus1=103125252.2 | Bus2=27136522.2 | LineCode=PEC1_#1/0_AWG_AL_XLPE_JACKET_CN_ | Phases= | 1 | Length=119.569992 | units=m
New | Line.132352_132353_2673897 | Bus1=26999475.2 | Bus2=26999472.2 | LineCode=PEC1_#1/0_AWG_AL_XLPE_JACKET_CN_ | Phases= | 1 | Length=82.905600 | units=m
New | Line.U586BH_U595BH_2628345 | Bus1=26999340.1 | Bus2=26999336.1 | LineCode=PEC1_#1/0_AWG_AL_XLPE_JACKET_CN_ | Phases= | 1 | Length=290.169600 | units=m
New | Line.U879BH_11PR92_2669627 | Bus1=26303558.1 | Bus2=27136831.1 | LineCode=PEC1_#1/0_AWG_AL_XLPE_JACKET_CN_ | Phases= | 1 | Length=155.448000 | units=m
New | Line.18PH81_18PH80_104696343 | Bus1=103537165.1 | Bus2=103537166.1 | LineCode=PEC1_#1/0_AWG_AL_XLPE_JACKET_CN_ | Phases= | 1 | Length=19.812000 | units=m
New | Line.17KH68_17KH69_104218253 | Bus1=103359068.1 | Bus2=103359059.1 | LineCode=PEC1_#1/0_AWG_AL_XLPE_JACKET_CN_ | Phases= | 1 | Length=109.423200 | units=m
New | Line.17DH82_17DH83_104079496 | Bus1=103321744.1 | Bus2=103307204.1 | LineCode=PEC1_#1/0_AWG_AL_XLPE_JACKET_CN_ | Phases= | 1 | Length=157.276800 | units=m
New | Line.18GC32_18GC33_105326037 | Bus1=103626595.2 | Bus2=103626605.2 | LineCode=PEC1_#1/0_AWG_AL_XLPE_JACKET_CN_ | Phases= | 1 | Length=127.711200 | units=m
New | Line.132354_132355_2673901 | Bus1=26999446.2 | Bus2=26999458.2 | LineCode=PEC1_#1/0_AWG_AL_XLPE_JACKET_CN_ | Phases= | 1 | Length=61.264800 | units=m
New | Line.8DT92_8DW53_2657076 | Bus1=26999514.2 | Bus2=103079711.2 | LineCode=PEC1_#1/0_AWG_AL_XLPE_JACKET_CN_ | Phases= | 1 | Length=53.340000 | units=m
New | Line.G2401_G2402_2628387 | Bus1=26999408.3 | Bus2=26999177.3 | LineCode=PEC1_#1/0_AWG_AL_XLPE_JACKET_CN_ | Phases= | 1 | Length=101.498400 | units=m
New | Line.14L469_14L470_2680584 | Bus1=27136584.2 | Bus2=27136581.2 | LineCode=PEC1_#1/0_AWG_AL_XLPE_JACKET_CN_ | Phases= | 1 | Length=65.836800 | units=m
New | Line.D102K_D104K_2627020 | Bus1=27136769.1 | Bus2=27136766.1 | LineCode=PEC1_#1/0_AWG_AL_XLPE_JACKET_CN_ | Phases= | 1 | Length=128.320800 | units=m
New | Line.11E479_11E480_2667682 | Bus1=103125594.2 | Bus2=27136870.2 | LineCode=PEC1_#1/0_AWG_AL_XLPE_JACKET_CN_ | Phases= | 1 | Length=320.649600 | units=m
New | Line.8DT82_8DT97_2657065 | Bus1=26999713.3 | Bus2=27000214.3 | LineCode=PEC1_#1/0_AWG_AL_XLPE_JACKET_CN_ | Phases= | 1 | Length=39.014400 | units=m
New | Line.18GC36_18GC37_105326035 | Bus1=103626597.2 | Bus2=103626591.2 | LineCode=PEC1_#1/0_AWG_AL_XLPE_JACKET_CN_ | Phases= | 1 | Length=271.881600 | units=m
New | Line.D116K_D117K_2626986 | Bus1=27136779.1 | Bus2=27136776.1 | LineCode=PEC1_#1/0_AWG_AL_XLPE_JACKET_CN_ | Phases= | 1 | Length=131.064000 | units=m
New | Line.7X078_7X079_2656201 | Bus1=27136944.3 | Bus2=27136941.3 | LineCode=PEC1_#1/0_AWG_AL_XLPE_JACKET_CN_ | Phases= | 1 | Length=75.590400 | units=m
New | Line.U572K_ABE44K_2628369 | Bus1=1105109.3 | Bus2=26999387.3 | LineCode=PEC1_#1/0_AWG_AL_XLPE_JACKET_CN_ | Phases= | 1 | Length=81.076800 | units=m
New | Line.U600BH_2YV80_2628349 | Bus1=26999144.1 | Bus2=26999335.1 | LineCode=PEC1_#1/0_AWG_AL_XLPE_JACKET_CN_ | Phases= | 1 | Length=142.646400 | units=m
New | Line.7TX21_7X080_2656198 | Bus1=27136939.3 | Bus2=27136933.3 | LineCode=PEC1_#1/0_AWG_AL_XLPE_JACKET_CN_ | Phases= | 1 | Length=225.856800 | units=m
New | Line.6TE35_6TE36_2655977 | Bus1=27136896.1 | Bus2=27136891.1 | LineCode=PEC1_#1/0_AWG_AL_XLPE_JACKET_CN_ | Phases= | 1 | Length=90.525600 | units=m
New | Line.18PJ29_184Q58_106403424 | Bus1=103672955.1 | Bus2=103543473.1 | LineCode=PEC1_#1/0_AWG_AL_XLPE_JACKET_CN_ | Phases= | 1 | Length=6.815328 | units=m
New | Line.14L343_14L344_2680569 | Bus1=27136567.2 | Bus2=27136564.2 | LineCode=PEC1_#1/0_AWG_AL_XLPE_JACKET_CN_ | Phases= | 1 | Length=98.755200 | units=m
New | Line.17MN21_17MN22_104282571 | Bus1=103383295.3 | Bus2=103383281.3 | LineCode=PEC1_#1/0_AWG_AL_XLPE_JACKET_CN_ | Phases= | 1 | Length=81.381600 | units=m
New | Line.BUS_104029640 | Bus1=103294836.1.2.3 | Bus2=103294834.1.2.3 | LineCode=NONE | Phases= | 3 | Length=0.000305 | units=m
New | Line.PME14_NV06_2650270 | Bus1=26999194.3 | Bus2=26999191.3 | LineCode=PEC1_#1/0_AWG_AL_XLPE_JACKET_CN_ | Phases= | 1 | Length=227.380800 | units=m
New | Line.9AM89_9AM90_2659656 | Bus1=26999864.1 | Bus2=26999861.1 | LineCode=PEC1_#1/0_AWG_AL_XLPE_JACKET_CN_ | Phases= | 1 | Length=61.264800 | units=m
New | Line.BUS_104508462 | Bus1=103462490.1 | Bus2=103462488.1 | LineCode=NONE | Phases= | 1 | Length=0.000305 | units=m
New | Line.126696_126697_2670648 | Bus1=26999928.1 | Bus2=26999931.1 | LineCode=PEC1_#1/0_AWG_AL_XLPE_JACKET_CN_ | Phases= | 1 | Length=118.567200 | units=m
New | Line.BUS_104508464 | Bus1=103462491.1 | Bus2=103462489.1 | LineCode=NONE | Phases= | 1 | Length=0.000305 | units=m
New | Line.G2635_G2636_2650273 | Bus1=26999204.3 | Bus2=26999197.3 | LineCode=PEC1_#1/0_AWG_AL_XLPE_JACKET_CN_ | Phases= | 1 | Length=70.104000 | units=m
New | Line.14Q054_14Q055_103041330 | Bus1=103016838.2 | Bus2=103016839.2 | LineCode=PEC1_#1/0_AWG_AL_XLPE_JACKET_CN_ | Phases= | 1 | Length=122.834400 | units=m
New | Line.G258K_G257K_2626995 | Bus1=27136690.3 | Bus2=27136693.3 | LineCode=PEC1_#1/0_AWG_AL_XLPE_JACKET_CN_ | Phases= | 1 | Length=67.056000 | units=m
New | Line.9AM83_D883K_2659658 | Bus1=25631623.1 | Bus2=26999865.1 | LineCode=PEC1_#1/0_AWG_AL_XLPE_JACKET_CN_ | Phases= | 1 | Length=258.470400 | units=m
New | Line.8DT93_8DT94_2657071 | Bus1=26999512.2 | Bus2=26999508.2 | LineCode=PEC1_#1/0_AWG_AL_XLPE_JACKET_CN_ | Phases= | 1 | Length=99.974400 | units=m
New | Line.14LJ02_14LJ03_2680794 | Bus1=27137109.1 | Bus2=27137106.1 | LineCode=PEC1_#1/0_AWG_AL_XLPE_JACKET_CN_ | Phases= | 1 | Length=80.162400 | units=m
New | Line.183Y09_183Y10_104695364 | Bus1=103536820.2 | Bus2=103536822.2 | LineCode=PEC1_#1/0_AWG_AL_XLPE_JACKET_CN_ | Phases= | 1 | Length=199.034400 | units=m
New | Line.7NX11_7NX10_2664931 | Bus1=26999400.3 | Bus2=26999395.3 | LineCode=PEC1_#1/0_AWG_AL_XLPE_JACKET_CN_ | Phases= | 1 | Length=20.116800 | units=m
New | Line.102L15_102L16_2661142 | Bus1=27136918.2 | Bus2=27136921.2 | LineCode=PEC1_#1/0_AWG_AL_XLPE_JACKET_CN_ | Phases= | 1 | Length=81.381600 | units=m
New | Line.7WL57_7WL54_2656207 | Bus1=27136911.3 | Bus2=27136906.3 | LineCode=PEC1_#1/0_AWG_AL_XLPE_JACKET_CN_ | Phases= | 1 | Length=97.536000 | units=m
New | Line.6TE36_6TE40_2655978 | Bus1=27136892.1 | Bus2=27136898.1 | LineCode=PEC1_#1/0_AWG_AL_XLPE_JACKET_CN_ | Phases= | 1 | Length=82.600800 | units=m
New | Line.9WF47_9WF48_2663243 | Bus1=27136700.3 | Bus2=27136762.3 | LineCode=PEC1_#1/0_AWG_AL_XLPE_JACKET_CN_ | Phases= | 1 | Length=239.877600 | units=m
New | Line.13WA55_144381_2678077 | Bus1=26776441.1 | Bus2=27137093.1 | LineCode=PEC1_#1/0_AWG_AL_XLPE_JACKET_CN_ | Phases= | 1 | Length=119.786400 | units=m
New | Line.8DT89_8DT97_103222721 | Bus1=103079643.2 | Bus2=103079646.2 | LineCode=PEC1_#1/0_AWG_AL_XLPE_JACKET_CN_ | Phases= | 1 | Length=680.786040 | units=m
New | Line.17Q659_17Q660_104378562 | Bus1=103413071.2 | Bus2=103413070.2 | LineCode=PEC1_#1/0_AWG_AL_XLPE_JACKET_CN_ | Phases= | 1 | Length=122.834400 | units=m
New | Line.14L345_14L346_2680571 | Bus1=27136568.2 | Bus2=27136570.2 | LineCode=PEC1_#1/0_AWG_AL_XLPE_JACKET_CN_ | Phases= | 1 | Length=118.262400 | units=m
New | Line.132363_132362_2673928 | Bus1=26999444.1 | Bus2=26999441.1 | LineCode=PEC1_#1/0_AWG_AL_XLPE_JACKET_CN_ | Phases= | 1 | Length=70.713600 | units=m
New | Line.18GC40_18FA93_105326042 | Bus1=103631340.2 | Bus2=103626619.2 | LineCode=PEC1_#1/0_AWG_AL_XLPE_JACKET_CN_ | Phases= | 1 | Length=130.149600 | units=m
New | Line.D884K_13PX74_2676760 | Bus1=26709737.2 | Bus2=27000192.2 | LineCode=PEC1_#1/0_AWG_AL_XLPE_JACKET_CN_ | Phases= | 1 | Length=128.625600 | units=m
New | Line.12AK65_12AK64_2671224 | Bus1=27136806.2 | Bus2=27136838.2 | LineCode=PEC1_#1/0_AWG_AL_XLPE_JACKET_CN_ | Phases= | 1 | Length=178.612800 | units=m
New | Line.CBN14_CBN16_2626962 | Bus1=27136709.3 | Bus2=27136706.3 | LineCode=PEC1_#1/0_AWG_AL_XLPE_JACKET_CN_ | Phases= | 1 | Length=325.831200 | units=m
New | Line.ND80BH_13L569_2676123 | Bus1=26801549.1 | Bus2=27137074.1 | LineCode=PEC1_#1/0_AWG_AL_XLPE_JACKET_CN_ | Phases= | 1 | Length=191.414400 | units=m
New | Line.14G317_14L810_2680021 | Bus1=103089685.2 | Bus2=103048713.2 | LineCode=PEC1_#1/0_AWG_AL_XLPE_JACKET_CN_ | Phases= | 1 | Length=168.249600 | units=m
New | Line.BUS_104679566 | Bus1=103529699.3 | Bus2=T4795B23_10000048.3 | LineCode=NONE | Phases= | 1 | Length=0.000305 | units=m
New | Line.BUS_104679565 | Bus1=103529698.2 | Bus2=T4795B23_10000047.2 | LineCode=NONE | Phases= | 1 | Length=0.000305 | units=m
New | Line.7WL58_7MX01_2656219 | Bus1=27136912.1 | Bus2=27136904.1 | LineCode=PEC1_#1/0_AWG_AL_XLPE_JACKET_CN_ | Phases= | 1 | Length=121.920000 | units=m
New | Line.BUS_104679563 | Bus1=103529696.1 | Bus2=T4795B23_10000046.1 | LineCode=NONE | Phases= | 1 | Length=0.000305 | units=m
New | Line.14G318_14L472_103098812 | Bus1=27136585.3 | Bus2=103125253.3 | LineCode=PEC1_#1/0_AWG_AL_XLPE_JACKET_CN_ | Phases= | 1 | Length=461.546448 | units=m
New | Line.132365_132364_2673919 | Bus1=26999449.1 | Bus2=26999463.1 | LineCode=PEC1_#1/0_AWG_AL_XLPE_JACKET_CN_ | Phases= | 1 | Length=76.809600 | units=m
New | Line.17BR90_14Q049_104028962 | Bus1=103294677.1 | Bus2=103294685.1 | LineCode=PEC1_#1/0_AWG_AL_XLPE_JACKET_CN_ | Phases= | 1 | Length=60.655200 | units=m
New | Line.D860K_RFJ75_2628371 | Bus1=26999389.3 | Bus2=26999392.3 | LineCode=PEC1_#1/0_AWG_AL_XLPE_JACKET_CN_ | Phases= | 1 | Length=70.713600 | units=m
New | Line.8DR41_8DR47_2657049 | Bus1=26999384.1 | Bus2=26999379.1 | LineCode=PEC1_#1/0_AWG_AL_XLPE_JACKET_CN_ | Phases= | 1 | Length=121.310400 | units=m
New | Line.7351K_158E26_103192172 | Bus1=103079630.2 | Bus2=103072060.2 | LineCode=PEC1_#1/0_AWG_AL_XLPE_JACKET_CN_ | Phases= | 1 | Length=39.395400 | units=m
New | Line.D104K_D118K_2627021 | Bus1=27136767.1 | Bus2=27136764.1 | LineCode=PEC1_#1/0_AWG_AL_XLPE_JACKET_CN_ | Phases= | 1 | Length=365.455200 | units=m
New | Line.132358_132359_2673909 | Bus1=26999456.2 | Bus2=26999453.2 | LineCode=PEC1_#1/0_AWG_AL_XLPE_JACKET_CN_ | Phases= | 1 | Length=60.655200 | units=m
New | Line.132361_132365_2673917 | Bus1=26999448.1 | Bus2=26999450.1 | LineCode=PEC1_#1/0_AWG_AL_XLPE_JACKET_CN_ | Phases= | 1 | Length=210.616800 | units=m
New | Line.15QR57_15QR58_103849407 | Bus1=103249215.1 | Bus2=103249214.1 | LineCode=PEC1_#1/0_AWG_AL_XLPE_JACKET_CN_ | Phases= | 1 | Length=108.630720 | units=m
New | Line.8DT89_8DT90_2657069 | Bus1=26999367.2 | Bus2=26999346.2 | LineCode=PEC1_#1/0_AWG_AL_XLPE_JACKET_CN_ | Phases= | 1 | Length=162.763200 | units=m
New | Line.8EK62_126695_2670644 | Bus1=26999374.1 | Bus2=26999927.1 | LineCode=PEC1_#1/0_AWG_AL_XLPE_JACKET_CN_ | Phases= | 1 | Length=182.880000 | units=m
New | Line.14DW88_14G317_2680020 | Bus1=103036414.1.2.3 | Bus2=103036415.1.2.3 | LineCode=PEC3_750KCMIL_AL_XLPE_LC_SHIELD_ | Phases= | 3 | Length=531.876000 | units=m
New | Line.8DT95_8DT96_2657073 | Bus1=26999507.2 | Bus2=26999505.2 | LineCode=PEC1_#1/0_AWG_AL_XLPE_JACKET_CN_ | Phases= | 1 | Length=84.734400 | units=m
New | Line.183Y93_183Y92_104696416 | Bus1=103537208.1 | Bus2=103537209.1 | LineCode=PEC1_#1/0_AWG_AL_XLPE_JACKET_CN_ | Phases= | 1 | Length=15.544800 | units=m
New | Line.17BT62_17BT58_104029711 | Bus1=103294850.1 | Bus2=103294847.1 | LineCode=PEC1_#1/0_AWG_AL_XLPE_JACKET_CN_ | Phases= | 1 | Length=9.144000 | units=m
New | Line.188E98_187W44_104783621 | Bus1=103571154.1 | Bus2=103571149.1 | LineCode=PEC1_#1/0_AWG_AL_XLPE_JACKET_CN_ | Phases= | 1 | Length=118.872000 | units=m
New | Line.106800_106799_2662451 | Bus1=27136854.2 | Bus2=27136849.2 | LineCode=PEC1_#1/0_AWG_AL_XLPE_JACKET_CN_ | Phases= | 1 | Length=212.445600 | units=m
New | Line.5DP95_5DP93_2652221 | Bus1=26999492.2 | Bus2=26999489.2 | LineCode=PEC1_#1/0_AWG_AL_XLPE_JACKET_CN_ | Phases= | 1 | Length=112.776000 | units=m
New | Line.9AM78_9AM79_2659660 | Bus1=26999856.2 | Bus2=26999853.2 | LineCode=PEC1_#1/0_AWG_AL_XLPE_JACKET_CN_ | Phases= | 1 | Length=55.168800 | units=m
New | Line.17MN22_15TN76_104282572 | Bus1=103383283.3 | Bus2=103384998.3 | LineCode=PEC1_#1/0_AWG_AL_XLPE_JACKET_CN_ | Phases= | 1 | Length=78.943200 | units=m
New | Line.13PX77_13PX79_2676796 | Bus1=27000198.2 | Bus2=27000201.2 | LineCode=PEC1_#1/0_AWG_AL_XLPE_JACKET_CN_ | Phases= | 1 | Length=205.740000 | units=m
New | Line.9AM80_9AM81_2659662 | Bus1=26999870.2 | Bus2=26999867.2 | LineCode=PEC1_#1/0_AWG_AL_XLPE_JACKET_CN_ | Phases= | 1 | Length=146.304000 | units=m
New | Line.15QR56_15QR57_103849399 | Bus1=103249211.1 | Bus2=103249210.1 | LineCode=PEC1_#1/0_AWG_AL_XLPE_JACKET_CN_ | Phases= | 1 | Length=102.604824 | units=m
New | Line.8DT86_8DT87_2657067 | Bus1=26999272.3 | Bus2=26999295.3 | LineCode=PEC1_#1/0_AWG_AL_XLPE_JACKET_CN_ | Phases= | 1 | Length=100.584000 | units=m
New | Line.7NX29_7NX60_2655323 | Bus1=26999351.3 | Bus2=26999349.3 | LineCode=PEC1_#1/0_AWG_AL_XLPE_JACKET_CN_ | Phases= | 1 | Length=103.936800 | units=m
New | Line.8DR30_8DR36_2657903 | Bus1=26999369.1 | Bus2=26999371.1 | LineCode=PEC1_#1/0_AWG_AL_XLPE_JACKET_CN_ | Phases= | 1 | Length=118.872000 | units=m
New | Line.183Y07_183Y08_104695346 | Bus1=103536805.2 | Bus2=103536806.2 | LineCode=PEC1_#1/0_AWG_AL_XLPE_JACKET_CN_ | Phases= | 1 | Length=96.316800 | units=m
New | Line.14FX06_14FX05_2679998 | Bus1=27136493.1 | Bus2=27136496.1 | LineCode=PEC1_#1/0_AWG_AL_XLPE_JACKET_CN_ | Phases= | 1 | Length=146.913600 | units=m
New | Line.8DT92_8DT91_2657075 | Bus1=26999516.2 | Bus2=26999513.2 | LineCode=PEC1_#1/0_AWG_AL_XLPE_JACKET_CN_ | Phases= | 1 | Length=114.909600 | units=m
New | Line.13L576_ND80BH_2676131 | Bus1=26801550.1 | Bus2=27137085.1 | LineCode=PEC1_#1/0_AWG_AL_XLPE_JACKET_CN_ | Phases= | 1 | Length=210.616800 | units=m
New | Line.15QR55_15QR56_103849384 | Bus1=103249208.1 | Bus2=103249207.1 | LineCode=PEC1_#1/0_AWG_AL_XLPE_JACKET_CN_ | Phases= | 1 | Length=93.396816 | units=m
New | Line.18PH82_18PH79_104696337 | Bus1=103537160.1 | Bus2=103537161.1 | LineCode=PEC1_#1/0_AWG_AL_XLPE_JACKET_CN_ | Phases= | 1 | Length=52.730400 | units=m
New | Line.11E481_11E482_2667686 | Bus1=103125601.2 | Bus2=27136876.2 | LineCode=PEC1_#1/0_AWG_AL_XLPE_JACKET_CN_ | Phases= | 1 | Length=300.837600 | units=m
New | Line.11E483_11E484_2667690 | Bus1=27136865.2 | Bus2=27136868.2 | LineCode=PEC1_#1/0_AWG_AL_XLPE_JACKET_CN_ | Phases= | 1 | Length=85.039200 | units=m
New | Line.G260K_G259K_2627022 | Bus1=27136694.3 | Bus2=27136697.3 | LineCode=PEC1_#1/0_AWG_AL_XLPE_JACKET_CN_ | Phases= | 1 | Length=365.760000 | units=m
New | Line.PBB37_NV02BH_2628358 | Bus1=26999148.1 | Bus2=26999201.1 | LineCode=PEC1_#1/0_AWG_AL_XLPE_JACKET_CN_ | Phases= | 1 | Length=179.832000 | units=m
New | Line.12118_D102K_2627019 | Bus1=25734597.3 | Bus2=27136659.3 | LineCode=PEC1_#1/0_AWG_AL_XLPE_JACKET_CN_ | Phases= | 1 | Length=438.607200 | units=m
New | Line.5DP98_5DP97_2652214 | Bus1=26999486.2 | Bus2=26999495.2 | LineCode=PEC1_#1/0_AWG_AL_XLPE_JACKET_CN_ | Phases= | 1 | Length=175.260000 | units=m
New | Line.8DT87_8DT88_2657068 | Bus1=26999294.3 | Bus2=26999364.3 | LineCode=PEC1_#1/0_AWG_AL_XLPE_JACKET_CN_ | Phases= | 1 | Length=70.408800 | units=m
New | Line.134088_13F675_103387933 | Bus1=103121504.1 | Bus2=103121242.1 | LineCode=PEC1_#1/0_AWG_AL_XLPE_JACKET_CN_ | Phases= | 1 | Length=45.153072 | units=m
New | Line.15R054_14L463_103849283 | Bus1=103249174.1 | Bus2=103400446.1 | LineCode=PEC1_#1/0_AWG_AL_XLPE_JACKET_CN_ | Phases= | 1 | Length=5.519928 | units=m
New | Line.8DT83_8DT82_2657064 | Bus1=26999712.3 | Bus2=26999714.3 | LineCode=PEC1_#1/0_AWG_AL_XLPE_JACKET_CN_ | Phases= | 1 | Length=100.584000 | units=m
New | Line.A538BH_A541BH_2628378 | Bus1=26999165.3 | Bus2=26999168.3 | LineCode=PEC1_#1/0_AWG_AL_EPR_CN_D_B | Phases= | 1 | Length=155.448000 | units=m
New | Line.132415_132364_2675022 | Bus1=26999438.1 | Bus2=26999462.1 | LineCode=PEC1_#1/0_AWG_AL_XLPE_JACKET_CN_ | Phases= | 1 | Length=113.995200 | units=m
New | Line.13PX90_13PX91_2676778 | Bus1=27000167.3 | Bus2=27000188.3 | LineCode=PEC1_#1/0_AWG_AL_XLPE_JACKET_CN_ | Phases= | 1 | Length=59.740800 | units=m
New | Line.144380_144379_2678081 | Bus1=27137098.1 | Bus2=27137095.1 | LineCode=PEC1_#1/0_AWG_AL_XLPE_JACKET_CN_ | Phases= | 1 | Length=89.916000 | units=m
New | Line.7375K_8Q064_2659305 | Bus1=25734523.3 | Bus2=26999358.3 | LineCode=PEC1_#1/0_AWG_AL_XLPE_JACKET_CN_ | Phases= | 1 | Length=157.276800 | units=m
New | Line.9W756_9W757_2662739 | Bus1=27137258.1 | Bus2=27137261.1 | LineCode=PEC1_#1/0_AWG_AL_XLPE_JACKET_CN_ | Phases= | 1 | Length=93.573600 | units=m
New | Line.9WA90_9WA91_2663181 | Bus1=27136705.1 | Bus2=27136702.1 | LineCode=PEC1_#1/0_AWG_AL_XLPE_JACKET_CN_ | Phases= | 1 | Length=102.412800 | units=m
New | Line.11E484_106807_2667692 | Bus1=27136863.2 | Bus2=27136866.2 | LineCode=PEC1_#1/0_AWG_AL_XLPE_JACKET_CN_ | Phases= | 1 | Length=68.275200 | units=m
New | Line.7140K_C1F95_2626926 | Bus1=25734577.3 | Bus2=27136653.3 | LineCode=PEC1_#2_AWG_AL_XLPE_JACKET_CN_D_ | Phases= | 1 | Length=192.328800 | units=m
New | Line.G261K_G260K_2628404 | Bus1=27136696.3 | Bus2=26999361.3 | LineCode=PEC1_#1/0_AWG_AL_XLPE_JACKET_CN_ | Phases= | 1 | Length=276.453600 | units=m
New | Line.132359_132360_2673911 | Bus1=26999482.2 | Bus2=26999455.2 | LineCode=PEC1_#1/0_AWG_AL_XLPE_JACKET_CN_ | Phases= | 1 | Length=60.960000 | units=m
New | Line.U588BH_U589BH_2628347 | Bus1=26999333.1 | Bus2=26999330.1 | LineCode=PEC1_#1/0_AWG_AL_EPR_CN_D_B | Phases= | 1 | Length=138.379200 | units=m
New | Line.17MN16_17MN17_104282568 | Bus1=103383287.3 | Bus2=103383296.3 | LineCode=PEC1_#1/0_AWG_AL_XLPE_JACKET_CN_ | Phases= | 1 | Length=114.300000 | units=m
New | Line.BUS_2707109 | Bus1=27146927.1.2.3 | Bus2=27146930.1.2.3 | LineCode=NONE | Phases= | 3 | Length=0.000305 | units=m
New | Line.BUS_2707108 | Bus1=27146926.1.2.3 | Bus2=27146929.1.2.3 | LineCode=NONE | Phases= | 3 | Length=0.000305 | units=m
New | Line.14LH99_14LH95_2680796 | Bus1=27137101.1 | Bus2=27137111.1 | LineCode=PEC1_#1/0_AWG_AL_XLPE_JACKET_CN_ | Phases= | 1 | Length=137.769600 | units=m
New | Line.15QR58_15QR59_103849416 | Bus1=103249218.1 | Bus2=103249217.1 | LineCode=PEC1_#1/0_AWG_AL_XLPE_JACKET_CN_ | Phases= | 1 | Length=91.885008 | units=m
New | Line.BUS_2707103 | Bus1=27146920.1.2.3 | Bus2=27146923.1.2.3 | LineCode=NONE | Phases= | 3 | Length=0.000305 | units=m
New | Line.BUS_2707102 | Bus1=27146922.1.2.3 | Bus2=27146921.1.2.3 | LineCode=NONE | Phases= | 3 | Length=0.000305 | units=m
New | Line.BUS_2707101 | Bus1=27146921.1.2.3 | Bus2=27146920.1.2.3 | LineCode=NONE | Phases= | 3 | Length=0.000305 | units=m
New | Line.9AM86_9AM85_2659649 | Bus1=26999844.3 | Bus2=26999858.3 | LineCode=PEC1_#1/0_AWG_AL_XLPE_JACKET_CN_ | Phases= | 1 | Length=79.552800 | units=m
New | Line.BUS_2707107 | Bus1=27146926.1.2.3 | Bus2=27146928.1.2.3 | LineCode=NONE | Phases= | 3 | Length=0.000305 | units=m
New | Line.BUS_2707106 | Bus1=27146927.1.2.3 | Bus2=27146926.1.2.3 | LineCode=NONE | Phases= | 3 | Length=0.000305 | units=m
New | Line.17BT60_17BT58_104029668 | Bus1=103294850.3 | Bus2=103294844.3 | LineCode=PEC1_#1/0_AWG_AL_XLPE_JACKET_CN_ | Phases= | 1 | Length=9.144000 | units=m
New | Line.A547BH_A549BH_2628382 | Bus1=26999174.3 | Bus2=26999163.3 | LineCode=PEC1_#1/0_AWG_AL_EPR_CN_D_B | Phases= | 1 | Length=146.304000 | units=m
New | Line.BUS_2707105 | Bus1=27146921.1.2.3 | Bus2=27146925.1.2.3 | LineCode=NONE | Phases= | 3 | Length=0.000305 | units=m
New | Line.BUS_2707104 | Bus1=27146920.1.2.3 | Bus2=27146924.1.2.3 | LineCode=NONE | Phases= | 3 | Length=0.000305 | units=m
New | Line.106806_106804_2662443 | Bus1=27136862.2 | Bus2=27136858.2 | LineCode=PEC1_#1/0_AWG_AL_XLPE_JACKET_CN_ | Phases= | 1 | Length=221.894400 | units=m
New | Line.13PX81_13PX82_2676804 | Bus1=27000114.1 | Bus2=27000111.1 | LineCode=PEC1_#1/0_AWG_AL_XLPE_JACKET_CN_ | Phases= | 1 | Length=46.024800 | units=m
New | Line.18KP63_18KQ22_105820246 | Bus1=103651984.3 | Bus2=103645567.3 | LineCode=PEC1_#1/0_AWG_AL_XLPE_JACKET_CN_ | Phases= | 1 | Length=161.848800 | units=m
New | Line.13L571_13L572_2676126 | Bus1=27137077.1 | Bus2=27137080.1 | LineCode=PEC1_#1/0_AWG_AL_XLPE_JACKET_CN_ | Phases= | 1 | Length=113.995200 | units=m
New | Line.106796_106797_2662455 | Bus1=27136845.2 | Bus2=27136873.2 | LineCode=PEC1_#1/0_AWG_AL_XLPE_JACKET_CN_ | Phases= | 1 | Length=185.318400 | units=m
New | Line.13PX86_13PX93_2676784 | Bus1=27000173.3 | Bus2=27000170.3 | LineCode=PEC1_#1/0_AWG_AL_XLPE_JACKET_CN_ | Phases= | 1 | Length=80.467200 | units=m
New | Line.18PJ29_18PH82_106403446 | Bus1=103672955.1 | Bus2=103672968.1 | LineCode=PEC1_#1/0_AWG_AL_XLPE_JACKET_CN_ | Phases= | 1 | Length=96.621600 | units=m
New | Line.U609BH_U612BH_2628352 | Bus1=26999151.1 | Bus2=26999153.1 | LineCode=PEC1_#1/0_AWG_AL_EPR_CN_D_B | Phases= | 1 | Length=278.587200 | units=m
New | Line.132414_132363_2673926 | Bus1=26999442.1 | Bus2=26999439.1 | LineCode=PEC1_#1/0_AWG_AL_XLPE_JACKET_CN_ | Phases= | 1 | Length=78.028800 | units=m
New | Line.12132_D864K_2626991 | Bus1=27136638.3 | Bus2=27136635.3 | LineCode=PEC1_#1/0_AWG_AL_XLPE_JACKET_CN_ | Phases= | 1 | Length=185.013600 | units=m
New | Line.17KH64_186Q94_104672516 | Bus1=103527275.2 | Bus2=103529680.2 | LineCode=PEC1_#1/0_AWG_AL_XLPE_JACKET_CN_ | Phases= | 1 | Length=243.840000 | units=m
New | Line.12128_12127_2626990 | Bus1=27136668.3 | Bus2=27136665.3 | LineCode=PEC1_#1/0_AWG_AL_XLPE_JACKET_CN_ | Phases= | 1 | Length=158.191200 | units=m
New | Line.D112K_D111K_2626979 | Bus1=27136676.3 | Bus2=27136673.3 | LineCode=PEC1_#1/0_AWG_AL_XLPE_JACKET_CN_ | Phases= | 1 | Length=90.525600 | units=m
New | Line.7RE77_8R713_2656222 | Bus1=25360358.2 | Bus2=103125608.2 | LineCode=PEC1_#1/0_AWG_AL_XLPE_JACKET_CN_ | Phases= | 1 | Length=72.237600 | units=m
New | Line.18GC33_18GC35_105326034 | Bus1=103626607.2 | Bus2=103626609.2 | LineCode=PEC1_#1/0_AWG_AL_XLPE_JACKET_CN_ | Phases= | 1 | Length=341.680800 | units=m
New | Line.8Q064_84Q25_2659306 | Bus1=26999359.3 | Bus2=26999355.3 | LineCode=PEC1_#1/0_AWG_AL_XLPE_JACKET_CN_ | Phases= | 1 | Length=130.454400 | units=m
New | Line.13L569_13L570_2676124 | Bus1=27137073.1 | Bus2=27137076.1 | LineCode=PEC1_#1/0_AWG_AL_XLPE_JACKET_CN_ | Phases= | 1 | Length=123.748800 | units=m
New | Line.132357_132358_2673907 | Bus1=26999454.2 | Bus2=26999460.2 | LineCode=PEC1_#1/0_AWG_AL_XLPE_JACKET_CN_ | Phases= | 1 | Length=67.056000 | units=m
New | Line.126697_126698_2670650 | Bus1=26999930.1 | Bus2=26999932.1 | LineCode=PEC1_#1/0_AWG_AL_XLPE_JACKET_CN_ | Phases= | 1 | Length=116.128800 | units=m
New | Line.U534BH_132350_2673889 | Bus1=26555725.1 | Bus2=26999451.1 | LineCode=PEC1_#1/0_AWG_AL_XLPE_JACKET_CN_ | Phases= | 1 | Length=82.600800 | units=m
New | Line.U563BH_U586BH_2628353 | Bus1=1140226.1 | Bus2=26999338.1 | LineCode=PEC1_#1/0_AWG_AL_XLPE_JACKET_CN_ | Phases= | 1 | Length=89.306400 | units=m
New | Line.12118_D099K_2627014 | Bus1=26281710.1 | Bus2=27136774.1 | LineCode=PEC1_#1/0_AWG_AL_XLPE_JACKET_CN_ | Phases= | 1 | Length=225.552000 | units=m
New | Line.CBR27_12133_2628391 | Bus1=1105420.3 | Bus2=27136712.3 | LineCode=PEC1_#1/0_AWG_AL_XLPE_JACKET_CN_ | Phases= | 1 | Length=170.383200 | units=m
New | Line.G256K_G255K_2627024 | Bus1=27136686.3 | Bus2=27136689.3 | LineCode=PEC1_#1/0_AWG_AL_XLPE_JACKET_CN_ | Phases= | 1 | Length=157.886400 | units=m
New | Line.144378_144377_2678085 | Bus1=27137092.1 | Bus2=27137089.1 | LineCode=PEC1_#1/0_AWG_AL_XLPE_JACKET_CN_ | Phases= | 1 | Length=209.397600 | units=m
New | Line.14LH95_14LH98_2680797 | Bus1=103042166.1 | Bus2=27137110.1 | LineCode=PEC1_#1/0_AWG_AL_XLPE_JACKET_CN_ | Phases= | 1 | Length=143.256000 | units=m
New | Line.RFJ75_RFJ61_2628372 | Bus1=26999391.3 | Bus2=26999394.3 | LineCode=PEC1_#1/0_AWG_AL_XLPE_JACKET_CN_ | Phases= | 1 | Length=155.448000 | units=m
New | Line.8DR38_8EK62_2659229 | Bus1=103462493.1 | Bus2=26999372.1 | LineCode=PEC1_#1/0_AWG_AL_XLPE_JACKET_CN_ | Phases= | 1 | Length=113.385600 | units=m
New | Line.8DT86_8DT85_2657061 | Bus1=26999271.3 | Bus2=26999275.3 | LineCode=PEC1_#1/0_AWG_AL_XLPE_JACKET_CN_ | Phases= | 1 | Length=121.920000 | units=m
New | Line.102L16_102L18_2677716 | Bus1=27136920.2 | Bus2=27136923.2 | LineCode=PEC1_#1/0_AWG_AL_XLPE_JACKET_CN_ | Phases= | 1 | Length=151.180800 | units=m
New | Line.9AM90_9AM83_2659657 | Bus1=26999866.1 | Bus2=26999863.1 | LineCode=PEC1_#1/0_AWG_AL_XLPE_JACKET_CN_ | Phases= | 1 | Length=106.680000 | units=m
New | Line.12125_12126_2626981 | Bus1=27136672.3 | Bus2=27136669.3 | LineCode=PEC1_#1/0_AWG_AL_XLPE_JACKET_CN_ | Phases= | 1 | Length=126.187200 | units=m
New | Line.6TD34_107H65_2663536 | Bus1=25894495.1.2.3 | Bus2=26999402.1.2.3 | LineCode=PEC3_#1/0_AWG_AL_XLPE_JACKET_CN_ | Phases= | 3 | Length=100.888800 | units=m
New | Line.17BT58_14Q049_104695248 | Bus1=103294677.3 | Bus2=103294673.3 | LineCode=PEC1_#1/0_AWG_AL_XLPE_JACKET_CN_ | Phases= | 1 | Length=729.133416 | units=m
New | Line.D105K_D106K_2626988 | Bus1=27136664.3 | Bus2=27136661.3 | LineCode=PEC1_#1/0_AWG_AL_XLPE_JACKET_CN_ | Phases= | 1 | Length=218.846400 | units=m
New | Line.183Y10_183Y11_104695367 | Bus1=103536825.2 | Bus2=103536824.2 | LineCode=PEC1_#1/0_AWG_AL_XLPE_JACKET_CN_ | Phases= | 1 | Length=12.192000 | units=m
New | Line.8DR47_8DR55_2657050 | Bus1=26999377.1 | Bus2=26999383.1 | LineCode=PEC1_#1/0_AWG_AL_XLPE_JACKET_CN_ | Phases= | 1 | Length=139.903200 | units=m
New | Line.126695_126696_2670646 | Bus1=26999926.1 | Bus2=26999929.1 | LineCode=PEC1_#1/0_AWG_AL_XLPE_JACKET_CN_ | Phases= | 1 | Length=114.909600 | units=m
New | Line.17Q666_17BT61_104381281 | Bus1=103294845.2 | Bus2=103413878.2 | LineCode=PEC1_#1/0_AWG_AL_XLPE_JACKET_CN_ | Phases= | 1 | Length=142.375128 | units=m
New | Line.18PH77_183Y96_106403696 | Bus1=103537188.1 | Bus2=103673030.1 | LineCode=PEC1_#1/0_AWG_AL_XLPE_JACKET_CN_ | Phases= | 1 | Length=62.179200 | units=m
New | Line.14G317_14MD35_2680742 | Bus1=103089685.3 | Bus2=27136616.3 | LineCode=PEC1_#1/0_AWG_AL_XLPE_JACKET_CN_ | Phases= | 1 | Length=165.811200 | units=m
New | Line.7375K_7NW53_2654649 | Bus1=25734556.2 | Bus2=26999255.2 | LineCode=PEC1_#1/0_AWG_AL_XLPE_JACKET_CN_ | Phases= | 1 | Length=63.703200 | units=m
New | Line.D115K_D116K_2626985 | Bus1=27136781.1 | Bus2=27136778.1 | LineCode=PEC1_#1/0_AWG_AL_XLPE_JACKET_CN_ | Phases= | 1 | Length=66.446400 | units=m
New | Line.18GC37_18GC38_105326039 | Bus1=103626601.2 | Bus2=103626599.2 | LineCode=PEC1_#1/0_AWG_AL_XLPE_JACKET_CN_ | Phases= | 1 | Length=129.235200 | units=m
New | Line.8EK64_9W753_2662735 | Bus1=27137257.1 | Bus2=26999838.1 | LineCode=PEC1_#1/0_AWG_AL_XLPE_JACKET_CN_ | Phases= | 1 | Length=121.310400 | units=m
New | Line.D101K_D102K_2627017 | Bus1=27136771.1 | Bus2=27136768.1 | LineCode=PEC1_#1/0_AWG_AL_XLPE_JACKET_CN_ | Phases= | 1 | Length=141.427200 | units=m
New | Line.144381_144380_2678079 | Bus1=27137094.1 | Bus2=27137097.1 | LineCode=PEC1_#1/0_AWG_AL_XLPE_JACKET_CN_ | Phases= | 1 | Length=141.427200 | units=m
New | Line.102L19_102L21_2677718 | Bus1=27136928.2 | Bus2=27136924.2 | LineCode=PEC1_#1/0_AWG_AL_XLPE_JACKET_CN_ | Phases= | 1 | Length=109.423200 | units=m
New | Line.A536BH_A547BH_2628381 | Bus1=26999162.3 | Bus2=26999173.3 | LineCode=PEC1_#1/0_AWG_AL_EPR_CN_D_B | Phases= | 1 | Length=336.194400 | units=m
New | Line.7MX03_7MX02_2656000 | Bus1=27136902.1 | Bus2=27136899.1 | LineCode=PEC1_#1/0_AWG_AL_XLPE_JACKET_CN_ | Phases= | 1 | Length=96.621600 | units=m
New | Line.9W753_9W754_2662736 | Bus1=26999840.1 | Bus2=103014538.1 | LineCode=PEC1_#1/0_AWG_AL_XLPE_JACKET_CN_ | Phases= | 1 | Length=78.638400 | units=m
New | Line.8DR38_8EK65_2659230 | Bus1=103462494.1 | Bus2=26999382.1 | LineCode=PEC1_#1/0_AWG_AL_XLPE_JACKET_CN_ | Phases= | 1 | Length=194.462400 | units=m
New | Line.U536BH_132362_2675051 | Bus1=26616159.1 | Bus2=26999443.1 | LineCode=PEC1_#1/0_AWG_AL_XLPE_JACKET_CN_ | Phases= | 1 | Length=655.929600 | units=m
New | Line.132360_U534BH_2673913 | Bus1=26555795.2 | Bus2=26999481.2 | LineCode=PEC1_#1/0_AWG_AL_XLPE_JACKET_CN_ | Phases= | 1 | Length=252.069600 | units=m
New | Line.102L20_8R719_2677720 | Bus1=103125609.2 | Bus2=27136927.2 | LineCode=PEC1_#1/0_AWG_AL_XLPE_JACKET_CN_ | Phases= | 1 | Length=79.248000 | units=m
New | Line.84Q25_84Q26_2656154 | Bus1=26999357.3 | Bus2=26999352.3 | LineCode=PEC1_#1/0_AWG_AL_XLPE_JACKET_CN_ | Phases= | 1 | Length=223.418400 | units=m
New | Line.BUS_103222929 | Bus1=103079706.2 | Bus2=103079707.2 | LineCode=NONE | Phases= | 1 | Length=0.000305 | units=m
New | Line.U569BH_G2400_2628385 | Bus1=25728098.3 | Bus2=26999175.3 | LineCode=PEC1_#1/0_AWG_AL_XLPE_JACKET_CN_ | Phases= | 1 | Length=112.166400 | units=m
New | Line.18LM95_14L809_106165907 | Bus1=103662333.1 | Bus2=103041486.1 | LineCode=PEC1_#1/0_AWG_AL_XLPE_JACKET_CN_ | Phases= | 1 | Length=5.364480 | units=m
New | Line.15TN74_15TN75_103913817 | Bus1=103265164.3 | Bus2=103265162.3 | LineCode=PEC1_#1/0_AWG_AL_XLPE_JACKET_CN_ | Phases= | 1 | Length=129.847848 | units=m
New | Line.183Y05_183Y06_104695315 | Bus1=103536794.2 | Bus2=103536793.2 | LineCode=PEC1_#1/0_AWG_AL_XLPE_JACKET_CN_ | Phases= | 1 | Length=5.791200 | units=m
New | Line.12AK66_12AK65_2671222 | Bus1=27136804.2 | Bus2=27136807.2 | LineCode=PEC1_#1/0_AWG_AL_XLPE_JACKET_CN_ | Phases= | 1 | Length=122.529600 | units=m
New | Line.14Q056_18KQ19_103041391 | Bus1=103016861.2 | Bus2=103016863.2 | LineCode=PEC1_#1/0_AWG_AL_XLPE_JACKET_CN_ | Phases= | 1 | Length=233.556048 | units=m
New | Line.9AM87_9AM88_2659654 | Bus1=26999852.1 | Bus2=26999849.1 | LineCode=PEC1_#1/0_AWG_AL_XLPE_JACKET_CN_ | Phases= | 1 | Length=68.275200 | units=m
New | Line.D099K_D100K_2627015 | Bus1=27136775.1 | Bus2=27136772.1 | LineCode=PEC1_#1/0_AWG_AL_XLPE_JACKET_CN_ | Phases= | 1 | Length=92.964000 | units=m
New | Line.186Q94_18KQ21_104672514 | Bus1=103651945.2 | Bus2=103527277.2 | LineCode=PEC1_#1/0_AWG_AL_XLPE_JACKET_CN_ | Phases= | 1 | Length=167.774112 | units=m
New | Line.187W44_187W45_104783622 | Bus1=103571156.1 | Bus2=103571155.1 | LineCode=PEC1_#1/0_AWG_AL_XLPE_JACKET_CN_ | Phases= | 1 | Length=137.769600 | units=m
New | Line.BUS_103098731 | Bus1=103041479.1 | Bus2=T4795B23_10000044.1 | LineCode=NONE | Phases= | 1 | Length=0.000305 | units=m
New | Line.144377_U355BH_2678087 | Bus1=26796627.1 | Bus2=27137091.1 | LineCode=PEC1_#1/0_AWG_AL_XLPE_JACKET_CN_ | Phases= | 1 | Length=150.876000 | units=m
New | Line.G2403_G2309_2628389 | Bus1=25726604.3 | Bus2=26999406.3 | LineCode=PEC1_#1/0_AWG_AL_XLPE_JACKET_CN_ | Phases= | 1 | Length=178.308000 | units=m
New | Line.5DP96_5DP95_2652218 | Bus1=26999490.2 | Bus2=26999487.2 | LineCode=PEC1_#1/0_AWG_AL_XLPE_JACKET_CN_ | Phases= | 1 | Length=59.436000 | units=m
New | Line.13F675_134088_103387972 | Bus1=103121504.2 | Bus2=103121261.2 | LineCode=PEC1_#1/0_AWG_AL_XLPE_JACKET_CN_ | Phases= | 1 | Length=39.093648 | units=m
New | Line.188E98_17DH88_104783607 | Bus1=103571149.1 | Bus2=103321749.1 | LineCode=PEC1_#1/0_AWG_AL_XLPE_JACKET_CN_ | Phases= | 1 | Length=6.245352 | units=m
New | Line.106799_106798_2662453 | Bus1=27136848.2 | Bus2=27136852.2 | LineCode=PEC1_#1/0_AWG_AL_XLPE_JACKET_CN_ | Phases= | 1 | Length=146.913600 | units=m
New | Line.NV02BH_U609BH_2628351 | Bus1=26999202.1 | Bus2=26999150.1 | LineCode=PEC1_#1/0_AWG_AL_XLPE_JACKET_CN_ | Phases= | 1 | Length=189.280800 | units=m
New | Line.7NX11_7NX16_2654684 | Bus1=26999398.2 | Bus2=26999267.2 | LineCode=PEC1_#1/0_AWG_AL_XLPE_JACKET_CN_ | Phases= | 1 | Length=180.746400 | units=m
New | Line.84Q26_84Q24_2656155 | Bus1=26999353.3 | Bus2=26999363.3 | LineCode=PEC1_#1/0_AWG_AL_XLPE_JACKET_CN_ | Phases= | 1 | Length=94.488000 | units=m
New | Line.13PX92_13PX86_2676782 | Bus1=27000171.3 | Bus2=27000168.3 | LineCode=PEC1_#1/0_AWG_AL_XLPE_JACKET_CN_ | Phases= | 1 | Length=101.803200 | units=m
New | Line.17Q666_17Q659_104378561 | Bus1=103413878.2 | Bus2=103413068.2 | LineCode=PEC1_#1/0_AWG_AL_XLPE_JACKET_CN_ | Phases= | 1 | Length=133.197600 | units=m
New | Line.15TN72_15TN73_103913797 | Bus1=103265155.3 | Bus2=103265154.3 | LineCode=PEC1_#1/0_AWG_AL_XLPE_JACKET_CN_ | Phases= | 1 | Length=91.205304 | units=m
New | Line.132350_132361_2673915 | Bus1=26999452.1 | Bus2=26999447.1 | LineCode=PEC1_#1/0_AWG_AL_XLPE_JACKET_CN_ | Phases= | 1 | Length=88.392000 | units=m
New | Line.U570BH_A538BH_2628377 | Bus1=1140121.3 | Bus2=26999166.3 | LineCode=PEC1_#1/0_AWG_AL_EPR_CN_D_B | Phases= | 1 | Length=224.332800 | units=m
New | Line.183Y13_183Y06_104695379 | Bus1=103536794.2 | Bus2=103536836.2 | LineCode=PEC1_#1/0_AWG_AL_XLPE_JACKET_CN_ | Phases= | 1 | Length=14.325600 | units=m
New | Line.8EK62_8EK63_2661578 | Bus1=26999373.1 | Bus2=26999376.1 | LineCode=PEC1_#1/0_AWG_AL_XLPE_JACKET_CN_ | Phases= | 1 | Length=144.780000 | units=m
New | Line.18PH80_18PH78_104696365 | Bus1=103537178.1 | Bus2=103537179.1 | LineCode=PEC1_#1/0_AWG_AL_XLPE_JACKET_CN_ | Phases= | 1 | Length=47.244000 | units=m
New | Line.106795_10EH22_2664166 | Bus1=27136872.2 | Bus2=27136846.2 | LineCode=PEC1_#1/0_AWG_AL_XLPE_JACKET_CN_ | Phases= | 1 | Length=197.510400 | units=m
New | Line.9AM79_9AM80_2659661 | Bus1=26999854.2 | Bus2=26999868.2 | LineCode=PEC1_#1/0_AWG_AL_XLPE_JACKET_CN_ | Phases= | 1 | Length=81.076800 | units=m
New | Line.13PX74_13PX75_2676772 | Bus1=27000193.2 | Bus2=27000195.2 | LineCode=PEC1_#1/0_AWG_AL_XLPE_JACKET_CN_ | Phases= | 1 | Length=34.137600 | units=m
New | Line.14LH93_14LH92_2680802 | Bus1=27137126.3 | Bus2=27137123.3 | LineCode=PEC1_#1/0_AWG_AL_XLPE_JACKET_CN_ | Phases= | 1 | Length=116.433600 | units=m
New | Line.18NP47_134088_106231448 | Bus1=103121503.2 | Bus2=103666850.2 | LineCode=PEC1_#1/0_AWG_AL_XLPE_JACKET_CN_ | Phases= | 1 | Length=344.353896 | units=m
New | Line.PBB35_U594BH_2628343 | Bus1=26999329.1 | Bus2=26999325.1 | LineCode=PEC1_#1/0_AWG_AL_EPR_CN_D_B | Phases= | 1 | Length=364.845600 | units=m
New | Line.102L21_102L20_2677719 | Bus1=27136926.2 | Bus2=27136929.2 | LineCode=PEC1_#1/0_AWG_AL_XLPE_JACKET_CN_ | Phases= | 1 | Length=75.895200 | units=m
New | Line.7TX20_7TX18_2656203 | Bus1=27136917.3 | Bus2=27136936.3 | LineCode=PEC1_#1/0_AWG_AL_XLPE_JACKET_CN_ | Phases= | 1 | Length=98.755200 | units=m
New | Line.5DN79_8DW53_2664344 | Bus1=103079713.2 | Bus2=25903757.2 | LineCode=PEC1_#1/0_AWG_AL_XLPE_JACKET_CN_ | Phases= | 1 | Length=240.792000 | units=m
New | Line.17KH69_17KH90_104218256 | Bus1=103359061.1 | Bus2=103359492.1 | LineCode=PEC1_#1/0_AWG_AL_XLPE_JACKET_CN_ | Phases= | 1 | Length=116.433600 | units=m
New | Line.17MN17_17MN18_104282569 | Bus1=103383298.3 | Bus2=103383300.3 | LineCode=PEC1_#1/0_AWG_AL_XLPE_JACKET_CN_ | Phases= | 1 | Length=74.980800 | units=m
New | Line.11E482_11E483_2667688 | Bus1=27136867.2 | Bus2=27136878.2 | LineCode=PEC1_#1/0_AWG_AL_XLPE_JACKET_CN_ | Phases= | 1 | Length=111.861600 | units=m
New | Line.NV08_5LT91_2628390 | Bus1=26999208.3 | Bus2=26999205.3 | LineCode=PEC1_#1/0_AWG_AL_XLPE_JACKET_CN_ | Phases= | 1 | Length=446.836800 | units=m
New | Line.18KP62_18KP61_105820247 | Bus1=103645575.2 | Bus2=103645569.2 | LineCode=PEC1_#1/0_AWG_AL_XLPE_JACKET_CN_ | Phases= | 1 | Length=120.700800 | units=m
New | Line.9AM85_9AM84_2659650 | Bus1=26999860.3 | Bus2=26999857.3 | LineCode=PEC1_#1/0_AWG_AL_XLPE_JACKET_CN_ | Phases= | 1 | Length=135.331200 | units=m
New | Line.ABE44K_D860K_2628370 | Bus1=26999388.3 | Bus2=26999390.3 | LineCode=PEC1_#1/0_AWG_AL_XLPE_JACKET_CN_ | Phases= | 1 | Length=95.097600 | units=m
New | Line.C1F95_A650K_2626927 | Bus1=27136654.3 | Bus2=27136657.3 | LineCode=PEC1_#2_AWG_AL_XLPE_JACKET_CN_D_ | Phases= | 1 | Length=190.500000 | units=m
New | Line.14FX07_14FX06_2679997 | Bus1=27136495.1 | Bus2=27136498.1 | LineCode=PEC1_#1/0_AWG_AL_XLPE_JACKET_CN_ | Phases= | 1 | Length=152.400000 | units=m
New | Line.8EK66_9WA88_2663178 | Bus1=27136729.1 | Bus2=27136717.1 | LineCode=PEC1_#1/0_AWG_AL_XLPE_JACKET_CN_ | Phases= | 1 | Length=173.431200 | units=m
New | Line.7TX17_102L15_2661141 | Bus1=27136915.2 | Bus2=27136919.2 | LineCode=PEC1_#1/0_AWG_AL_XLPE_JACKET_CN_ | Phases= | 1 | Length=69.799200 | units=m
New | Line.14G317_154511_103157946 | Bus1=103089681.1 | Bus2=103063849.1 | LineCode=PEC1_#1/0_AWG_AL_XLPE_JACKET_CN_ | Phases= | 1 | Length=12.652248 | units=m
New | Line.18NP34_18NP35_106231469 | Bus1=103666862.2 | Bus2=103666861.2 | LineCode=PEC1_#1/0_AWG_AL_XLPE_JACKET_CN_ | Phases= | 1 | Length=86.563200 | units=m
New | Line.7228K_159X48_103337252 | Bus1=103115839.1.2.3 | Bus2=103108310.1.2.3 | LineCode=PEC3_#1/0_AWG_AL_XLPE_JACKET_CN_ | Phases= | 3 | Length=52.855368 | units=m
New | Line.9WF54_9WF49_2663244 | Bus1=25876083.3 | Bus2=27136813.3 | LineCode=PEC1_#1/0_AWG_AL_XLPE_JACKET_CN_ | Phases= | 1 | Length=580.339200 | units=m
New | Line.6MG69_6TE32_2655972 | Bus1=25359976.1 | Bus2=27136883.1 | LineCode=PEC1_#1/0_AWG_AL_XLPE_JACKET_CN_ | Phases= | 1 | Length=96.316800 | units=m
New | Line.CBN16_C0H28_2627002 | Bus1=26999231.3 | Bus2=27136707.3 | LineCode=PEC1_#1/0_AWG_AL_XLPE_JACKET_CN_ | Phases= | 1 | Length=580.339200 | units=m
New | Line.14L467_14L468_2680582 | Bus1=27136580.2 | Bus2=27136577.2 | LineCode=PEC1_#1/0_AWG_AL_XLPE_JACKET_CN_ | Phases= | 1 | Length=147.523200 | units=m
New | Line.8DR41_8DR38_2657906 | Bus1=26999380.1 | Bus2=103462496.1 | LineCode=PEC1_#1/0_AWG_AL_XLPE_JACKET_CN_ | Phases= | 1 | Length=135.940800 | units=m
New | Line.G253K_G254K_2627027 | Bus1=27136685.3 | Bus2=27136682.3 | LineCode=PEC1_#1/0_AWG_AL_XLPE_JACKET_CN_ | Phases= | 1 | Length=73.152000 | units=m
New | Line.U567BH_U602BH_2628368 | Bus1=1140168.1 | Bus2=26999156.1 | LineCode=PEC1_#1/0_AWG_AL_XLPE_JACKET_CN_ | Phases= | 1 | Length=134.721600 | units=m
New | Line.U612BH_U613BH_2653089 | Bus1=26999152.1 | Bus2=26999182.1 | LineCode=PEC1_#1/0_AWG_AL_XLPE_JACKET_CN_ | Phases= | 1 | Length=476.707200 | units=m
New | Line.13F675_116262_103387898 | Bus1=103121228.1 | Bus2=103121229.1 | LineCode=PEC1_#1/0_AWG_AL_XLPE_JACKET_CN_ | Phases= | 1 | Length=96.761808 | units=m
New | Line.13PX84_13PX85_2676810 | Bus1=27000179.1 | Bus2=27000117.1 | LineCode=PEC1_#1/0_AWG_AL_XLPE_JACKET_CN_ | Phases= | 1 | Length=65.836800 | units=m
New | Line.A549BH_PBB38_2628383 | Bus1=26999164.3 | Bus2=26999171.3 | LineCode=PEC1_#1/0_AWG_AL_EPR_CN_D_B | Phases= | 1 | Length=242.620800 | units=m
New | Line.BUS_104029635 | Bus1=103294834.1.2.3 | Bus2=103294839.1.2.3 | LineCode=NONE | Phases= | 3 | Length=0.000305 | units=m
New | Line.105P72_14DW88_2680018 | Bus1=26835325.1.2.3 | Bus2=26835313.1.2.3 | LineCode=PEC3_750KCMIL_AL_XLPE_LC_SHIELD_ | Phases= | 3 | Length=269.748000 | units=m
New | Line.BUS_104029634 | Bus1=103294836.1.2.3 | Bus2=103294838.1.2.3 | LineCode=NONE | Phases= | 3 | Length=0.000305 | units=m
New | Line.BUS_104029633 | Bus1=103294837.1.2.3 | Bus2=103294836.1.2.3 | LineCode=NONE | Phases= | 3 | Length=0.000305 | units=m
New | Line.9W757_9W758_2662740 | Bus1=27137281.1 | Bus2=27137259.1 | LineCode=PEC1_#1/0_AWG_AL_XLPE_JACKET_CN_ | Phases= | 1 | Length=81.991200 | units=m
New | Line.BUS_103076965 | Bus1=103032164.3 | Bus2=T4795B23_10000043.3 | LineCode=NONE | Phases= | 1 | Length=0.000305 | units=m
New | Line.BUS_104029632 | Bus1=103294834.1.2.3 | Bus2=103294835.1.2.3 | LineCode=NONE | Phases= | 3 | Length=0.000305 | units=m
New | Line.15QR59_17KH90_103849424 | Bus1=103359492.1 | Bus2=103249223.1 | LineCode=PEC1_#1/0_AWG_AL_XLPE_JACKET_CN_ | Phases= | 1 | Length=113.522760 | units=m
New | Line.BUS_105436420 | Bus1=103631336.2 | Bus2=103631341.2 | LineCode=NONE | Phases= | 1 | Length=0.000305 | units=m
New | Line.145493_18FA93_105436429 | Bus1=26832948.2 | Bus2=103631345.2 | LineCode=PEC1_#1/0_AWG_AL_XLPE_JACKET_CN_ | Phases= | 1 | Length=101.016816 | units=m
New | Line.14G318_14NJ19_103098882 | Bus1=103041531.1 | Bus2=103045219.1 | LineCode=PEC1_#1/0_AWG_AL_XLPE_JACKET_CN_ | Phases= | 1 | Length=250.350528 | units=m
New | Line.13PX82_13PX83_2676806 | Bus1=27000116.1 | Bus2=27000113.1 | LineCode=PEC1_#1/0_AWG_AL_XLPE_JACKET_CN_ | Phases= | 1 | Length=61.569600 | units=m
New | Line.17BT61_17BT58_104029669 | Bus1=103294850.2 | Bus2=103294845.2 | LineCode=PEC1_#1/0_AWG_AL_XLPE_JACKET_CN_ | Phases= | 1 | Length=9.144000 | units=m
New | Line.14LJ03_14LH99_2680795 | Bus1=27137107.1 | Bus2=27137100.1 | LineCode=PEC1_#1/0_AWG_AL_XLPE_JACKET_CN_ | Phases= | 1 | Length=113.995200 | units=m
New | Line.17DH83_188F00_104079495 | Bus1=103571158.1 | Bus2=103307206.1 | LineCode=PEC1_#1/0_AWG_AL_XLPE_JACKET_CN_ | Phases= | 1 | Length=96.277176 | units=m
New | Line.14LH94_17BT60_2681055 | Bus1=103294844.3 | Bus2=27137122.3 | LineCode=PEC1_#1/0_AWG_AL_XLPE_JACKET_CN_ | Phases= | 1 | Length=149.769576 | units=m
New | Line.9WA88_9WA89_2663179 | Bus1=27136718.1 | Bus2=27136816.1 | LineCode=PEC1_#1/0_AWG_AL_XLPE_JACKET_CN_ | Phases= | 1 | Length=126.492000 | units=m
New | Line.184Q67_183Y94_104712780 | Bus1=103543443.1 | Bus2=103543447.1 | LineCode=PEC1_#1/0_AWG_AL_XLPE_JACKET_CN_ | Phases= | 1 | Length=48.768000 | units=m
New | Line.9WF46_9WF47_2663239 | Bus1=27136793.3 | Bus2=27136698.3 | LineCode=PEC1_#1/0_AWG_AL_XLPE_JACKET_CN_ | Phases= | 1 | Length=142.341600 | units=m
New | Line.106805_106802_2662449 | Bus1=27136856.2 | Bus2=27136843.2 | LineCode=PEC1_#1/0_AWG_AL_XLPE_JACKET_CN_ | Phases= | 1 | Length=154.533600 | units=m
New | Line.BUS_103041389 | Bus1=103016860.2 | Bus2=T4795B23_10000041.2 | LineCode=NONE | Phases= | 1 | Length=0.000305 | units=m
New | Line.14FX04_14MD12_2680025 | Bus1=103032160.1 | Bus2=27136523.1 | LineCode=PEC1_#1/0_AWG_AL_XLPE_JACKET_CN_ | Phases= | 1 | Length=68.890896 | units=m
New | Line.17KH66_17KH67_104218255 | Bus1=103359053.1 | Bus2=103359062.1 | LineCode=PEC1_#1/0_AWG_AL_XLPE_JACKET_CN_ | Phases= | 1 | Length=77.419200 | units=m
New | Line.7WL56_7WL57_2656206 | Bus1=27136907.3 | Bus2=27136909.3 | LineCode=PEC1_#1/0_AWG_AL_XLPE_JACKET_CN_ | Phases= | 1 | Length=132.892800 | units=m
New | Line.13L572_13L573_2676127 | Bus1=27137079.1 | Bus2=27137082.1 | LineCode=PEC1_#1/0_AWG_AL_XLPE_JACKET_CN_ | Phases= | 1 | Length=88.087200 | units=m
New | Line.12134_D862K_2628375 | Bus1=26999235.3 | Bus2=26999232.3 | LineCode=PEC1_#1/0_AWG_AL_XLPE_JACKET_CN_ | Phases= | 1 | Length=97.840800 | units=m
New | Line.G9L65_14LH92_2681056 | Bus1=26896045.3 | Bus2=27137125.3 | LineCode=PEC1_#1/0_AWG_AL_XLPE_JACKET_CN_ | Phases= | 1 | Length=332.536800 | units=m
New | Line.18KQ20_18KP63_105820245 | Bus1=103645565.3 | Bus2=103651947.3 | LineCode=PEC1_#1/0_AWG_AL_XLPE_JACKET_CN_ | Phases= | 1 | Length=91.744800 | units=m
New | Line.7NX10_8DT86_103222972 | Bus1=103079726.3 | Bus2=103079727.3 | LineCode=PEC1_#1/0_AWG_AL_XLPE_JACKET_CN_ | Phases= | 1 | Length=462.540096 | units=m
New | Line.A453K_B122K_2625909 | Bus1=1106345.3 | Bus2=27137114.3 | LineCode=PEC1_#2_AWG_AL_XLPE_JACKET_CN_D_ | Phases= | 1 | Length=166.725600 | units=m
New | Line.G250K_G251K_2628401 | Bus1=26999279.3 | Bus2=26999281.3 | LineCode=PEC1_#1/0_AWG_AL_XLPE_JACKET_CN_ | Phases= | 1 | Length=151.790400 | units=m
New | Line.132356_132357_2673905 | Bus1=26999459.2 | Bus2=27136841.2 | LineCode=PEC1_#1/0_AWG_AL_XLPE_JACKET_CN_ | Phases= | 1 | Length=171.297600 | units=m
New | Line.7233K_12129_2628414 | Bus1=1104672.1 | Bus2=27000138.1 | LineCode=PEC1_#1/0_AWG_AL_XLPE_JACKET_CN_ | Phases= | 1 | Length=164.287200 | units=m
New | Line.7NW83_7NW93_2654651 | Bus1=26999261.2 | Bus2=26999264.2 | LineCode=PEC1_#1/0_AWG_AL_XLPE_JACKET_CN_ | Phases= | 1 | Length=100.279200 | units=m
New | Line.14T644_14FX07_103222557 | Bus1=27136497.1 | Bus2=103322576.1 | LineCode=PEC1_#1/0_AWG_AL_XLPE_JACKET_CN_ | Phases= | 1 | Length=121.340880 | units=m
New | Line.8CM13_8DR55_2657902 | Bus1=25497401.1 | Bus2=26999378.1 | LineCode=PEC1_#1/0_AWG_AL_XLPE_JACKET_CN_ | Phases= | 1 | Length=117.043200 | units=m
New | Line.U536BH_132351_2673890 | Bus1=26555724.2 | Bus2=26999464.2 | LineCode=PEC1_#1/0_AWG_AL_XLPE_JACKET_CN_ | Phases= | 1 | Length=63.703200 | units=m
New | Line.ABK62K_G250K_2628400 | Bus1=25734636.3 | Bus2=26999278.3 | LineCode=PEC1_#1/0_AWG_AL_XLPE_JACKET_CN_ | Phases= | 1 | Length=114.604800 | units=m
New | Line.D869K_D870K_2626997 | Bus1=26999404.3 | Bus2=27136715.3 | LineCode=PEC1_#1/0_AWG_AL_XLPE_JACKET_CN_ | Phases= | 1 | Length=129.844800 | units=m
New | Line.D102K_D105K_2627018 | Bus1=27136660.3 | Bus2=27136662.3 | LineCode=PEC1_#1/0_AWG_AL_XLPE_JACKET_CN_ | Phases= | 1 | Length=512.368800 | units=m
New | Line.9WF47_9WF49_2663240 | Bus1=27136814.3 | Bus2=27136699.3 | LineCode=PEC1_#1/0_AWG_AL_XLPE_JACKET_CN_ | Phases= | 1 | Length=169.468800 | units=m
New | Line.A465K_D114K_2626983 | Bus1=26281719.1 | Bus2=27136782.1 | LineCode=PEC1_#1/0_AWG_AL_XLPE_JACKET_CN_ | Phases= | 1 | Length=75.590400 | units=m
New | Line.A842K_D736K_2629432 | Bus1=1104952.2 | Bus2=26999517.2 | LineCode=PEC1_#2_AWG_AL_XLPE_JACKET_CN_D_ | Phases= | 1 | Length=72.542400 | units=m
New | Line.105495_U405BH_103373813 | Bus1=103135359.1.2.3 | Bus2=103117837.1.2.3 | LineCode=PEC3_750KCMIL_AL_XLPE_LC_SHIELD_ | Phases= | 3 | Length=166.448232 | units=m
New | Line.7BD65_8DW53_2657077 | Bus1=26999503.2 | Bus2=103079712.2 | LineCode=PEC1_#1/0_AWG_AL_XLPE_JACKET_CN_ | Phases= | 1 | Length=112.166400 | units=m
New | Line.5DN79_5DP92_2652211 | Bus1=25734549.2 | Bus2=26999483.2 | LineCode=PEC1_#1/0_AWG_AL_XLPE_JACKET_CN_ | Phases= | 1 | Length=52.120800 | units=m
New | Line.13PX93_13PX94_2676786 | Bus1=27000175.3 | Bus2=27000172.3 | LineCode=PEC1_#1/0_AWG_AL_XLPE_JACKET_CN_ | Phases= | 1 | Length=45.415200 | units=m
New | Line.A465K_D113K_2626977 | Bus1=25734585.3 | Bus2=27136677.3 | LineCode=PEC1_#1/0_AWG_AL_XLPE_JACKET_CN_ | Phases= | 1 | Length=83.820000 | units=m
New | Line.G255K_G254K_2627025 | Bus1=27136681.3 | Bus2=27136687.3 | LineCode=PEC1_#1/0_AWG_AL_XLPE_JACKET_CN_ | Phases= | 1 | Length=196.900800 | units=m
New | Line.U565BH_119P96_2667827 | Bus1=26139233.1.2.3 | Bus2=26999476.1.2.3 | LineCode=PEC3_#1/0_AWG_AL_XLPE_JACKET_CN_ | Phases= | 3 | Length=120.091200 | units=m
New | Line.84Q23_84Q22_2656153 | Bus1=26999345.3 | Bus2=26999343.3 | LineCode=PEC1_#1/0_AWG_AL_XLPE_JACKET_CN_ | Phases= | 1 | Length=81.686400 | units=m
New | Line.84Q25_84Q23_2656152 | Bus1=26999356.3 | Bus2=26999344.3 | LineCode=PEC1_#1/0_AWG_AL_XLPE_JACKET_CN_ | Phases= | 1 | Length=103.327200 | units=m
New | Line.NV06_NV03_2650271 | Bus1=26999196.3 | Bus2=26999193.3 | LineCode=PEC1_#1/0_AWG_AL_XLPE_JACKET_CN_ | Phases= | 1 | Length=202.996800 | units=m
New | Line.106797_11E479_2667680 | Bus1=27136869.2 | Bus2=27136874.2 | LineCode=PEC1_#1/0_AWG_AL_XLPE_JACKET_CN_ | Phases= | 1 | Length=105.460800 | units=m
New | Line.183Y12_183Y13_104695376 | Bus1=103536835.2 | Bus2=103536834.2 | LineCode=PEC1_#1/0_AWG_AL_XLPE_JACKET_CN_ | Phases= | 1 | Length=61.569600 | units=m
New | Line.14DW88_14NJ20_103076969 | Bus1=26859784.3 | Bus2=103032165.3 | LineCode=PEC1_#1/0_AWG_AL_XLPE_JACKET_CN_ | Phases= | 1 | Length=61.127640 | units=m
New | Line.BUS_103041243 | Bus1=103016792.1.2.3 | Bus2=103016794.1.2.3 | LineCode=NONE | Phases= | 3 | Length=0.000305 | units=m
New | Line.12AK63_12AK62_2671228 | Bus1=27136834.1 | Bus2=27136837.1 | LineCode=PEC1_#1/0_AWG_AL_XLPE_JACKET_CN_ | Phases= | 1 | Length=148.742400 | units=m
New | Line.154511_14G318_103157953 | Bus1=103063853.1 | Bus2=27136520.1 | LineCode=PEC1_#1/0_AWG_AL_XLPE_JACKET_CN_ | Phases= | 1 | Length=116.159280 | units=m
New | Line.13PX95_7231K_2676790 | Bus1=26709808.3 | Bus2=27000176.3 | LineCode=PEC1_#1/0_AWG_AL_XLPE_JACKET_CN_ | Phases= | 1 | Length=60.960000 | units=m
New | Line.NV11_5ZV69_2628394 | Bus1=26999180.3 | Bus2=26999200.3 | LineCode=PEC1_#1/0_AWG_AL_XLPE_JACKET_CN_ | Phases= | 1 | Length=204.825600 | units=m
New | Line.183908_17KH66_104679558 | Bus1=103529694.1 | Bus2=103359051.1 | LineCode=PEC1_#1/0_AWG_AL_XLPE_JACKET_CN_ | Phases= | 1 | Length=197.827392 | units=m
New | Line.D100K_D101K_2627016 | Bus1=27136773.1 | Bus2=27136770.1 | LineCode=PEC1_#1/0_AWG_AL_XLPE_JACKET_CN_ | Phases= | 1 | Length=163.982400 | units=m
New | Line.D114K_D115K_2626984 | Bus1=27136783.1 | Bus2=27136780.1 | LineCode=PEC1_#1/0_AWG_AL_XLPE_JACKET_CN_ | Phases= | 1 | Length=74.066400 | units=m
New | Line.183908_186Q95_104672515 | Bus1=103527271.1 | Bus2=103529694.1 | LineCode=PEC1_#1/0_AWG_AL_XLPE_JACKET_CN_ | Phases= | 1 | Length=114.300000 | units=m
New | Line.145493_7231K_2681117 | Bus1=26913378.2 | Bus2=26832948.2 | LineCode=PEC1_#1/0_AWG_AL_XLPE_JACKET_CN_ | Phases= | 1 | Length=444.093600 | units=m
New | Line.14L465_184Q68_103098871 | Bus1=27136574.1 | Bus2=103543441.1 | LineCode=PEC1_#1/0_AWG_AL_XLPE_JACKET_CN_ | Phases= | 1 | Length=87.398352 | units=m
New | Line.2YC86_C0H28_2626993 | Bus1=27136634.3 | Bus2=26999230.3 | LineCode=PEC1_#1/0_AWG_AL_XLPE_JACKET_CN_ | Phases= | 1 | Length=295.656000 | units=m
New | Line.8EK65_8EK66_2662318 | Bus1=26999381.1 | Bus2=27136727.1 | LineCode=PEC1_#1/0_AWG_AL_XLPE_JACKET_CN_ | Phases= | 1 | Length=138.379200 | units=m
New | Line.U613BH_PBB36_2629379 | Bus1=26999181.1 | Bus2=26999324.1 | LineCode=PEC1_#1/0_AWG_AL_EPR_CN_D_B | Phases= | 1 | Length=101.803200 | units=m
New | Line.G9L64_106805_2662448 | Bus1=25836869.2 | Bus2=27136855.2 | LineCode=PEC1_#1/0_AWG_AL_XLPE_JACKET_CN_ | Phases= | 1 | Length=113.690400 | units=m
New | Line.14L341_14L342_2680567 | Bus1=27136604.2 | Bus2=27136571.2 | LineCode=PEC1_#1/0_AWG_AL_XLPE_JACKET_CN_ | Phases= | 1 | Length=85.039200 | units=m
New | Line.134088_83L78_103388638 | Bus1=103121503.1 | Bus2=103121464.1 | LineCode=PEC1_#1/0_AWG_AL_XLPE_JACKET_CN_ | Phases= | 1 | Length=355.268784 | units=m
New | Line.CBN13_CBN14_2626961 | Bus1=27136711.3 | Bus2=27136708.3 | LineCode=PEC1_#1/0_AWG_AL_XLPE_JACKET_CN_ | Phases= | 1 | Length=202.692000 | units=m
New | Line.12AK61_12AK60_2671232 | Bus1=27136808.1 | Bus2=27136833.1 | LineCode=PEC1_#1/0_AWG_AL_XLPE_JACKET_CN_ | Phases= | 1 | Length=86.868000 | units=m
New | Line.14Q055_14Q056_103041363 | Bus1=103016849.2 | Bus2=103016850.2 | LineCode=PEC1_#1/0_AWG_AL_XLPE_JACKET_CN_ | Phases= | 1 | Length=207.626712 | units=m
New | Line.13PX87_13PX88_2676765 | Bus1=27000191.3 | Bus2=27000180.3 | LineCode=PEC1_#1/0_AWG_AL_XLPE_JACKET_CN_ | Phases= | 1 | Length=42.976800 | units=m
New | Line.U602BH_U600BH_2628367 | Bus1=26999158.1 | Bus2=26999145.1 | LineCode=PEC1_#1/0_AWG_AL_EPR_CN_D_B | Phases= | 1 | Length=279.806400 | units=m
New | Line.U602BH_U604BH_2628365 | Bus1=26999157.1 | Bus2=26999160.1 | LineCode=PEC1_#1/0_AWG_AL_EPR_CN_D_B | Phases= | 1 | Length=189.280800 | units=m
New | Line.U595BH_2YV80_2628346 | Bus1=26999337.1 | Bus2=26999334.1 | LineCode=PEC1_#1/0_AWG_AL_EPR_CN_D_B | Phases= | 1 | Length=150.571200 | units=m
New | Line.14L472_15TN71_103913776 | Bus1=103265146.3 | Bus2=103282197.3 | LineCode=PEC1_#1/0_AWG_AL_XLPE_JACKET_CN_ | Phases= | 1 | Length=159.105600 | units=m
New | Line.18KQ23_14Q050_105985263 | Bus1=103651999.1 | Bus2=103091336.1 | LineCode=PEC1_#1/0_AWG_AL_XLPE_JACKET_CN_ | Phases= | 1 | Length=8.110728 | units=m
New | Line.12133_D869K_2626996 | Bus1=27136716.3 | Bus2=27136714.3 | LineCode=PEC1_#1/0_AWG_AL_XLPE_JACKET_CN_ | Phases= | 1 | Length=65.227200 | units=m
New | Line.18PH78_18PH77_104696370 | Bus1=103537182.1 | Bus2=103537184.1 | LineCode=PEC1_#1/0_AWG_AL_XLPE_JACKET_CN_ | Phases= | 1 | Length=58.826400 | units=m
New | Line.183Y08_183Y90_104695351 | Bus1=103536807.2 | Bus2=103537136.2 | LineCode=PEC1_#1/0_AWG_AL_XLPE_JACKET_CN_ | Phases= | 1 | Length=174.565056 | units=m
New | Line.14LJ00_14LJ01_2680792 | Bus1=27137103.1 | Bus2=103042168.1 | LineCode=PEC1_#1/0_AWG_AL_XLPE_JACKET_CN_ | Phases= | 1 | Length=138.074400 | units=m
New | Line.14L465_14L466_103098889 | Bus1=27136576.1 | Bus2=103045212.1 | LineCode=PEC1_#1/0_AWG_AL_XLPE_JACKET_CN_ | Phases= | 1 | Length=87.322152 | units=m
New | Line.6MG69_7WL55_103404172 | Bus1=103125603.3 | Bus2=103125602.3 | LineCode=PEC1_#1/0_AWG_AL_XLPE_JACKET_CN_ | Phases= | 1 | Length=379.765560 | units=m
New | Line.106799_106803_2662452 | Bus1=27136850.2 | Bus2=27136847.2 | LineCode=PEC1_#1/0_AWG_AL_XLPE_JACKET_CN_ | Phases= | 1 | Length=127.101600 | units=m
New | Line.14Q053_14Q054_103041308 | Bus1=103016828.2 | Bus2=103016829.2 | LineCode=PEC1_#1/0_AWG_AL_XLPE_JACKET_CN_ | Phases= | 1 | Length=98.404680 | units=m
New | Line.18GE31_18FA94_105436279 | Bus1=103631339.2 | Bus2=103631269.2 | LineCode=PEC1_#1/0_AWG_AL_XLPE_JACKET_CN_ | Phases= | 1 | Length=117.348000 | units=m
New | Line.8DT94_8DT95_2657072 | Bus1=26999509.2 | Bus2=26999506.2 | LineCode=PEC1_#1/0_AWG_AL_XLPE_JACKET_CN_ | Phases= | 1 | Length=78.943200 | units=m
New | Line.107C01_12AK67_2671218 | Bus1=26387848.2 | Bus2=27136803.2 | LineCode=PEC1_#1/0_AWG_AL_XLPE_JACKET_CN_ | Phases= | 1 | Length=83.210400 | units=m
New | Line.6TE33_6TE34_2655974 | Bus1=27136885.1 | Bus2=27136888.1 | LineCode=PEC1_#1/0_AWG_AL_XLPE_JACKET_CN_ | Phases= | 1 | Length=78.333600 | units=m
New | Line.12AK67_12AK66_2671220 | Bus1=27136802.2 | Bus2=27136805.2 | LineCode=PEC1_#1/0_AWG_AL_XLPE_JACKET_CN_ | Phases= | 1 | Length=117.957600 | units=m
New | Line.9WA89_9WA90_2663180 | Bus1=27136815.1 | Bus2=27136704.1 | LineCode=PEC1_#1/0_AWG_AL_XLPE_JACKET_CN_ | Phases= | 1 | Length=163.982400 | units=m
New | Line.14LH94_14LH93_2680801 | Bus1=27137124.3 | Bus2=27137121.3 | LineCode=PEC1_#1/0_AWG_AL_XLPE_JACKET_CN_ | Phases= | 1 | Length=99.364800 | units=m
New | Line.15R054_15QR55_103849380 | Bus1=103249201.1 | Bus2=103249174.1 | LineCode=PEC1_#1/0_AWG_AL_XLPE_JACKET_CN_ | Phases= | 1 | Length=34.158936 | units=m
New | Line.6MG67_134088_2676508 | Bus1=26698620.1.2.3 | Bus2=103121479.1.2.3 | LineCode=PEC3_#1/0_AWG_AL_XLPE_JACKET_CN_ | Phases= | 3 | Length=127.037592 | units=m
New | Line.8R714_8R717_2657822 | Bus1=26991518.2 | Bus2=26991514.2 | LineCode=PEC1_#1/0_AWG_AL_XLPE_JACKET_CN_ | Phases= | 1 | Length=98.450400 | units=m
New | Line.17CA01_15TN76_104039896 | Bus1=103328976.3 | Bus2=103297397.3 | LineCode=PEC1_#1/0_AWG_AL_XLPE_JACKET_CN_ | Phases= | 1 | Length=105.463848 | units=m
New | Line.183Y05_183Y07_104695343 | Bus1=103536793.2 | Bus2=103536804.2 | LineCode=PEC1_#1/0_AWG_AL_XLPE_JACKET_CN_ | Phases= | 1 | Length=20.421600 | units=m
New | Line.7363K_15RX24_103950490 | Bus1=103341133.2 | Bus2=103274960.2 | LineCode=PEC1_#1/0_AWG_AL_XLPE_JACKET_CN_ | Phases= | 1 | Length=96.411288 | units=m
New | Line.7NW59_7NW66_2654650 | Bus1=26999257.2 | Bus2=26999260.2 | LineCode=PEC1_#1/0_AWG_AL_XLPE_JACKET_CN_ | Phases= | 1 | Length=100.888800 | units=m
New | Line.7NW93_7NX02_2654683 | Bus1=26999263.2 | Bus2=26999266.2 | LineCode=PEC1_#1/0_AWG_AL_XLPE_JACKET_CN_ | Phases= | 1 | Length=106.680000 | units=m
New | Line.9AM75_9AM76_2659647 | Bus1=26999848.3 | Bus2=26999845.3 | LineCode=PEC1_#1/0_AWG_AL_XLPE_JACKET_CN_ | Phases= | 1 | Length=61.569600 | units=m
New | Line.8CM12_8DR30_2657048 | Bus1=25497399.1 | Bus2=26999368.1 | LineCode=PEC1_#1/0_AWG_AL_XLPE_JACKET_CN_ | Phases= | 1 | Length=92.659200 | units=m
New | Line.17C990_17C985_104039820 | Bus1=103306295.1 | Bus2=103360206.1 | LineCode=PEC1_#1/0_AWG_AL_XLPE_JACKET_CN_ | Phases= | 1 | Length=129.540000 | units=m
New | Line.G2400_G2401_2628386 | Bus1=26999176.3 | Bus2=26999178.3 | LineCode=PEC1_#1/0_AWG_AL_XLPE_JACKET_CN_ | Phases= | 1 | Length=124.968000 | units=m
New | Line.187W45_188F00_104783627 | Bus1=103571158.1 | Bus2=103571160.1 | LineCode=PEC1_#1/0_AWG_AL_XLPE_JACKET_CN_ | Phases= | 1 | Length=82.296000 | units=m
New | Line.8EK63_8EK64_2662320 | Bus1=26999375.1 | Bus2=27137256.1 | LineCode=PEC1_#1/0_AWG_AL_XLPE_JACKET_CN_ | Phases= | 1 | Length=131.368800 | units=m
New | Line.17DH82_188E98_104079494 | Bus1=103571149.1 | Bus2=103321745.1 | LineCode=PEC1_#1/0_AWG_AL_XLPE_JACKET_CN_ | Phases= | 1 | Length=82.146648 | units=m
New | Line.13PX79_13PX78_2676798 | Bus1=27000200.2 | Bus2=27000203.2 | LineCode=PEC1_#1/0_AWG_AL_XLPE_JACKET_CN_ | Phases= | 1 | Length=84.429600 | units=m
New | Line.9AM88_9AM89_2659655 | Bus1=26999862.1 | Bus2=26999850.1 | LineCode=PEC1_#1/0_AWG_AL_XLPE_JACKET_CN_ | Phases= | 1 | Length=79.857600 | units=m
New | Line.7NX73_8DT89_103222954 | Bus1=103079718.2 | Bus2=103079721.2 | LineCode=PEC1_#1/0_AWG_AL_XLPE_JACKET_CN_ | Phases= | 1 | Length=390.863328 | units=m
New | Line.186Q93_183905_104672511 | Bus1=103527269.3 | Bus2=103527282.3 | LineCode=PEC1_#1/0_AWG_AL_XLPE_JACKET_CN_ | Phases= | 1 | Length=185.928000 | units=m
New | Line.9W755_9W756_2662738 | Bus1=26999841.1 | Bus2=27137260.1 | LineCode=PEC1_#1/0_AWG_AL_XLPE_JACKET_CN_ | Phases= | 1 | Length=91.440000 | units=m
New | Line.NV08_NV03_2650272 | Bus1=26999206.3 | Bus2=26999195.3 | LineCode=PEC1_#1/0_AWG_AL_XLPE_JACKET_CN_ | Phases= | 1 | Length=164.287200 | units=m
New | Line.14L468_14L469_2680583 | Bus1=27136582.2 | Bus2=27136579.2 | LineCode=PEC1_#1/0_AWG_AL_XLPE_JACKET_CN_ | Phases= | 1 | Length=98.145600 | units=m
New | Line.U589BH_PBB35_2628348 | Bus1=26999331.1 | Bus2=26999327.1 | LineCode=PEC1_#1/0_AWG_AL_EPR_CN_D_B | Phases= | 1 | Length=185.623200 | units=m
New | Line.184Q68_184Q67_104712769 | Bus1=103543441.1 | Bus2=103543443.1 | LineCode=PEC1_#1/0_AWG_AL_XLPE_JACKET_CN_ | Phases= | 1 | Length=66.711576 | units=m
New | Line.G2402_G2403_2628388 | Bus1=26999407.3 | Bus2=26999409.3 | LineCode=PEC1_#1/0_AWG_AL_XLPE_JACKET_CN_ | Phases= | 1 | Length=297.484800 | units=m
New | Line.18KP64_18KQ23_105820250 | Bus1=103651999.1 | Bus2=103645579.1 | LineCode=PEC1_#1/0_AWG_AL_XLPE_JACKET_CN_ | Phases= | 1 | Length=63.703200 | units=m
New | Line.17BT58_14Q049_104671860 | Bus1=103661126.1.2.3 | Bus2=103294957.1.2.3 | LineCode=PEC3_750KCMIL_AL_XLPE_LC_SHIELD_ | Phases= | 3 | Length=713.216760 | units=m
New | Line.183907_18KQ20_104672513 | Bus1=103651947.3 | Bus2=103529701.3 | LineCode=PEC1_#1/0_AWG_AL_XLPE_JACKET_CN_ | Phases= | 1 | Length=8.528304 | units=m
New | Line.9AM81_9AM82_2659663 | Bus1=26999872.2 | Bus2=26999869.2 | LineCode=PEC1_#1/0_AWG_AL_XLPE_JACKET_CN_ | Phases= | 1 | Length=116.433600 | units=m
New | Line.119L99_119M15_2676997 | Bus1=26331053.1.2.3 | Bus2=27136882.1.2.3 | LineCode=PEC3_#1/0_AWG_AL_XLPE_JACKET_CN_ | Phases= | 3 | Length=82.600800 | units=m
New | Line.D111K_12125_2626980 | Bus1=27136674.3 | Bus2=27136671.3 | LineCode=PEC1_#1/0_AWG_AL_XLPE_JACKET_CN_ | Phases= | 1 | Length=65.836800 | units=m
New | Line.13PX75_13PX76_2676792 | Bus1=27000194.2 | Bus2=27000197.2 | LineCode=PEC1_#1/0_AWG_AL_XLPE_JACKET_CN_ | Phases= | 1 | Length=64.312800 | units=m
New | Line.132415_132414_2673924 | Bus1=26999440.1 | Bus2=26999437.1 | LineCode=PEC1_#1/0_AWG_AL_XLPE_JACKET_CN_ | Phases= | 1 | Length=87.172800 | units=m
New | Line.132415_132416_2673922 | Bus1=26999436.1 | Bus2=26999461.1 | LineCode=PEC1_#1/0_AWG_AL_XLPE_JACKET_CN_ | Phases= | 1 | Length=82.296000 | units=m
New | Line.7WL54_7WL55_2656218 | Bus1=27136903.3 | Bus2=27136910.3 | LineCode=PEC1_#1/0_AWG_AL_XLPE_JACKET_CN_ | Phases= | 1 | Length=184.404000 | units=m
New | Line.9AM76_9AM86_2659648 | Bus1=26999846.3 | Bus2=26999843.3 | LineCode=PEC1_#1/0_AWG_AL_XLPE_JACKET_CN_ | Phases= | 1 | Length=72.847200 | units=m
New | Line.106798_106796_2662454 | Bus1=27136851.2 | Bus2=27136844.2 | LineCode=PEC1_#1/0_AWG_AL_XLPE_JACKET_CN_ | Phases= | 1 | Length=96.012000 | units=m
New | Line.183905_17MN16_104679584 | Bus1=103527282.3 | Bus2=103383285.3 | LineCode=PEC1_#1/0_AWG_AL_XLPE_JACKET_CN_ | Phases= | 1 | Length=49.786032 | units=m
New | Line.17MN18_17MN19_104282566 | Bus1=103383302.3 | Bus2=103383278.3 | LineCode=PEC1_#1/0_AWG_AL_XLPE_JACKET_CN_ | Phases= | 1 | Length=227.685600 | units=m
New | Line.8DT93_8DT92_2657074 | Bus1=26999510.2 | Bus2=26999515.2 | LineCode=PEC1_#1/0_AWG_AL_XLPE_JACKET_CN_ | Phases= | 1 | Length=79.248000 | units=m
New | Line.17BT58_17BR88_104028963 | Bus1=103294673.1 | Bus2=103294679.1 | LineCode=PEC1_#1/0_AWG_AL_XLPE_JACKET_CN_ | Phases= | 1 | Length=334.670400 | units=m
New | Line.7BD65_7BD66_2654333 | Bus1=26999501.2 | Bus2=26999504.2 | LineCode=PEC1_#1/0_AWG_AL_XLPE_JACKET_CN_ | Phases= | 1 | Length=80.162400 | units=m
New | Line.13PX96_13PX97_2676774 | Bus1=27000184.3 | Bus2=27000187.3 | LineCode=PEC1_#1/0_AWG_AL_XLPE_JACKET_CN_ | Phases= | 1 | Length=356.311200 | units=m
New | Line.7NW66_7NW83_2654682 | Bus1=26999259.2 | Bus2=26999262.2 | LineCode=PEC1_#1/0_AWG_AL_XLPE_JACKET_CN_ | Phases= | 1 | Length=90.220800 | units=m
New | Line.RFJ61_D870K_2628373 | Bus1=26999393.3 | Bus2=26999405.3 | LineCode=PEC1_#1/0_AWG_AL_XLPE_JACKET_CN_ | Phases= | 1 | Length=276.148800 | units=m
New | Line.10CY29_17BT58_2680790 | Bus1=103041862.1.2.3 | Bus2=103559715.1.2.3 | LineCode=PEC3_750KCMIL_AL_XLPE_LC_SHIELD_ | Phases= | 3 | Length=549.859200 | units=m
New | Line.D864K_2YC86_2626992 | Bus1=27136636.3 | Bus2=27136633.3 | LineCode=PEC1_#1/0_AWG_AL_XLPE_JACKET_CN_ | Phases= | 1 | Length=67.665600 | units=m
New | Line.8DT84_8DT83_2657063 | Bus1=26999385.3 | Bus2=26999711.3 | LineCode=PEC1_#1/0_AWG_AL_XLPE_JACKET_CN_ | Phases= | 1 | Length=96.012000 | units=m
New | Line.133Y84_133Y83_2674182 | Bus1=27136945.3 | Bus2=27136949.3 | LineCode=PEC1_#1/0_AWG_AL_XLPE_JACKET_CN_ | Phases= | 1 | Length=84.429600 | units=m
New | Line.18LW04_183907_105985144 | Bus1=103651943.1 | Bus2=103529700.1 | LineCode=PEC1_#1/0_AWG_AL_XLPE_JACKET_CN_ | Phases= | 1 | Length=9.140952 | units=m
New | Line.G2636_PME14_2650274 | Bus1=26999192.3 | Bus2=26999203.3 | LineCode=PEC1_#1/0_AWG_AL_XLPE_JACKET_CN_ | Phases= | 1 | Length=141.427200 | units=m
New | Line.17KH67_17KH68_104218254 | Bus1=103359064.1 | Bus2=103359066.1 | LineCode=PEC1_#1/0_AWG_AL_XLPE_JACKET_CN_ | Phases= | 1 | Length=201.777600 | units=m
New | Line.8DR36_8DR38_2657905 | Bus1=26999370.1 | Bus2=103462495.1 | LineCode=PEC1_#1/0_AWG_AL_XLPE_JACKET_CN_ | Phases= | 1 | Length=73.456800 | units=m
New | Line.8R719_8R721_2657824 | Bus1=26991513.2 | Bus2=26991510.2 | LineCode=PEC1_#1/0_AWG_AL_XLPE_JACKET_CN_ | Phases= | 1 | Length=81.381600 | units=m
New | Line.106804_106801_2662444 | Bus1=27136860.2 | Bus2=27136857.2 | LineCode=PEC1_#1/0_AWG_AL_XLPE_JACKET_CN_ | Phases= | 1 | Length=110.337600 | units=m
New | Line.17DH84_14FX08_104079497 | Bus1=103321729.1 | Bus2=103307202.1 | LineCode=PEC1_#1/0_AWG_AL_XLPE_JACKET_CN_ | Phases= | 1 | Length=79.552800 | units=m
New | Line.9WA91_9WA92_2663182 | Bus1=27136703.1 | Bus2=27137263.1 | LineCode=PEC1_#1/0_AWG_AL_XLPE_JACKET_CN_ | Phases= | 1 | Length=40.843200 | units=m
New | Line.6MG68_6TE37_2655971 | Bus1=25359975.1 | Bus2=27136893.1 | LineCode=PEC1_#1/0_AWG_AL_XLPE_JACKET_CN_ | Phases= | 1 | Length=206.044800 | units=m
New | Line.5S377_5N331_2628416 | Bus1=25844900.1.2.3 | Bus2=26999704.1.2.3 | LineCode=PEC3_#1/0_AWG_AL_XLPE_JACKET_CN_ | Phases= | 3 | Length=217.017600 | units=m
New | Line.G252K_G253K_2627026 | Bus1=27136679.3 | Bus2=27136684.3 | LineCode=PEC1_#1/0_AWG_AL_XLPE_JACKET_CN_ | Phases= | 1 | Length=230.733600 | units=m
New | Line.183Y06_14Q049_104695318 | Bus1=103294677.2 | Bus2=103536794.2 | LineCode=PEC1_#1/0_AWG_AL_XLPE_JACKET_CN_ | Phases= | 1 | Length=60.511944 | units=m
New | Line.14G317_18LM95_2679986 | Bus1=103089685.1 | Bus2=103662333.1 | LineCode=PEC1_#1/0_AWG_AL_XLPE_JACKET_CN_ | Phases= | 1 | Length=497.250720 | units=m
New | Line.183Y92_18PJ29_104696505 | Bus1=103537210.1 | Bus2=103672955.1 | LineCode=PEC1_#1/0_AWG_AL_XLPE_JACKET_CN_ | Phases= | 1 | Length=100.169472 | units=m
New | Line.12AK60_107C01_2671234 | Bus1=26387847.1 | Bus2=27136809.1 | LineCode=PEC1_#1/0_AWG_AL_XLPE_JACKET_CN_ | Phases= | 1 | Length=144.170400 | units=m
New | Line.106804_106807_2662445 | Bus1=27136859.2 | Bus2=27136864.2 | LineCode=PEC1_#1/0_AWG_AL_XLPE_JACKET_CN_ | Phases= | 1 | Length=146.304000 | units=m
New | Line.13L573_13L574_2676128 | Bus1=27137084.1 | Bus2=27137081.1 | LineCode=PEC1_#1/0_AWG_AL_XLPE_JACKET_CN_ | Phases= | 1 | Length=95.707200 | units=m
New | Line.14G317_14Q049_103041245 | Bus1=103016798.1.2.3 | Bus2=103089665.1.2.3 | LineCode=PEC3_750KCMIL_AL_XLPE_LC_SHIELD_ | Phases= | 3 | Length=632.795280 | units=m
New | Line.7NX02_7NX11_2654652 | Bus1=26999265.2 | Bus2=26999397.2 | LineCode=PEC1_#1/0_AWG_AL_XLPE_JACKET_CN_ | Phases= | 1 | Length=213.969600 | units=m
New | Line.13PX94_13PX95_2676788 | Bus1=27000177.3 | Bus2=27000174.3 | LineCode=PEC1_#1/0_AWG_AL_XLPE_JACKET_CN_ | Phases= | 1 | Length=66.751200 | units=m
New | Line.7X078_7TX20_2656202 | Bus1=27136935.3 | Bus2=27136942.3 | LineCode=PEC1_#1/0_AWG_AL_XLPE_JACKET_CN_ | Phases= | 1 | Length=227.380800 | units=m
New | Line.18LW04_18KP64_105820249 | Bus1=103645577.1 | Bus2=103651943.1 | LineCode=PEC1_#1/0_AWG_AL_XLPE_JACKET_CN_ | Phases= | 1 | Length=189.585600 | units=m
New | Line.G251K_G252K_2628402 | Bus1=26999280.3 | Bus2=27136680.3 | LineCode=PEC1_#1/0_AWG_AL_XLPE_JACKET_CN_ | Phases= | 1 | Length=412.394400 | units=m
New | Line.S001K_G261K_2628403 | Bus1=1104994.3 | Bus2=26999360.3 | LineCode=PEC1_#1/0_AWG_AL_XLPE_JACKET_CN_ | Phases= | 1 | Length=163.372800 | units=m
New | Line.8R714_8R715_2657821 | Bus1=26991517.2 | Bus2=27136930.2 | LineCode=PEC1_#1/0_AWG_AL_XLPE_JACKET_CN_ | Phases= | 1 | Length=124.053600 | units=m
New | Line.102L18_102L19_2677717 | Bus1=27136922.2 | Bus2=27136925.2 | LineCode=PEC1_#1/0_AWG_AL_XLPE_JACKET_CN_ | Phases= | 1 | Length=60.655200 | units=m
New | Line.106802_106800_2662450 | Bus1=27136842.2 | Bus2=27136853.2 | LineCode=PEC1_#1/0_AWG_AL_XLPE_JACKET_CN_ | Phases= | 1 | Length=123.444000 | units=m
New | Line.7MX03_7WL58_2660737 | Bus1=27136900.1 | Bus2=27136913.1 | LineCode=PEC1_#1/0_AWG_AL_XLPE_JACKET_CN_ | Phases= | 1 | Length=322.478400 | units=m
New | Line.7X080_7X081_2656199 | Bus1=27136937.3 | Bus2=27136940.3 | LineCode=PEC1_#1/0_AWG_AL_XLPE_JACKET_CN_ | Phases= | 1 | Length=110.947200 | units=m
New | Line.8DT85_8DT84_2657062 | Bus1=26999274.3 | Bus2=26999386.3 | LineCode=PEC1_#1/0_AWG_AL_XLPE_JACKET_CN_ | Phases= | 1 | Length=144.780000 | units=m
New | Line.U594BH_PBB36_2629378 | Bus1=26999326.1 | Bus2=26999323.1 | LineCode=PEC1_#1/0_AWG_AL_EPR_CN_D_B | Phases= | 1 | Length=147.828000 | units=m
New | Line.14DW88_14L341_2680566 | Bus1=26859784.2 | Bus2=27136603.2 | LineCode=PEC1_#1/0_AWG_AL_XLPE_JACKET_CN_ | Phases= | 1 | Length=238.658400 | units=m
New | Line.13L575_13L576_2676130 | Bus1=27137086.1 | Bus2=27137071.1 | LineCode=PEC1_#1/0_AWG_AL_XLPE_JACKET_CN_ | Phases= | 1 | Length=190.804800 | units=m
New | Line.13PX83_13PX84_2676808 | Bus1=27000118.1 | Bus2=27000115.1 | LineCode=PEC1_#1/0_AWG_AL_XLPE_JACKET_CN_ | Phases= | 1 | Length=84.734400 | units=m
New | Line.6TE32_6TE33_2655973 | Bus1=27136884.1 | Bus2=27136886.1 | LineCode=PEC1_#1/0_AWG_AL_XLPE_JACKET_CN_ | Phases= | 1 | Length=104.241600 | units=m
New | Line.84Q24_84Q21_2656156 | Bus1=26999362.3 | Bus2=26999819.3 | LineCode=PEC1_#1/0_AWG_AL_XLPE_JACKET_CN_ | Phases= | 1 | Length=89.001600 | units=m
New | Line.184Q67_14NJ19_104712774 | Bus1=103543443.1 | Bus2=103041529.1 | LineCode=PEC1_#1/0_AWG_AL_XLPE_JACKET_CN_ | Phases= | 1 | Length=73.593960 | units=m
New | Line.83L78_18NP47_103388747 | Bus1=103666850.2 | Bus2=103121510.2 | LineCode=PEC1_#1/0_AWG_AL_XLPE_JACKET_CN_ | Phases= | 1 | Length=11.445240 | units=m
New | Line.132355_132356_2673903 | Bus1=26999457.2 | Bus2=27136840.2 | LineCode=PEC1_#1/0_AWG_AL_XLPE_JACKET_CN_ | Phases= | 1 | Length=168.859200 | units=m
New | Line.14L466_15R054_103098810 | Bus1=103249174.1 | Bus2=103125256.1 | LineCode=PEC1_#1/0_AWG_AL_XLPE_JACKET_CN_ | Phases= | 1 | Length=215.996520 | units=m
New | Line.9AM77_9AM87_2659653 | Bus1=26999874.1 | Bus2=26999851.1 | LineCode=PEC1_#1/0_AWG_AL_XLPE_JACKET_CN_ | Phases= | 1 | Length=135.026400 | units=m
New | Line.10D187_14DW88_2680019 | Bus1=26835312.1.2.3 | Bus2=26835326.1.2.3 | LineCode=PEC3_750KCMIL_AL_XLPE_LC_SHIELD_ | Phases= | 3 | Length=520.293600 | units=m
New | Line.107H65_6TD35_2663534 | Bus1=26999403.1.2.3 | Bus2=27136719.1.2.3 | LineCode=PEC3_#1/0_AWG_AL_XLPE_JACKET_CN_ | Phases= | 3 | Length=744.016800 | units=m
New | Line.9W753_9W755_2662737 | Bus1=26999839.1 | Bus2=26999842.1 | LineCode=PEC1_#1/0_AWG_AL_XLPE_JACKET_CN_ | Phases= | 1 | Length=116.738400 | units=m
New | Line.183Y11_183Y12_104695370 | Bus1=103536832.2 | Bus2=103536829.2 | LineCode=PEC1_#1/0_AWG_AL_XLPE_JACKET_CN_ | Phases= | 1 | Length=52.120800 | units=m
New | Line.18GC35_18GC36_105326038 | Bus1=103626589.2 | Bus2=103626611.2 | LineCode=PEC1_#1/0_AWG_AL_XLPE_JACKET_CN_ | Phases= | 1 | Length=211.836000 | units=m
New | Line.U535BH_A488BH_2628355 | Bus1=1140296.2 | Bus2=26999155.2 | LineCode=PEC1_#1/0_AWG_AL_EPR_CN_D_B | Phases= | 1 | Length=121.310400 | units=m
New | Line.U535BH_A488BH_2628354 | Bus1=25667563.2 | Bus2=26999154.2 | LineCode=PEC1_#1/0_AWG_AL_EPR_CN_D_B | Phases= | 1 | Length=104.851200 | units=m
New | Line.17BT58_183Y05_104695238 | Bus1=103536793.2 | Bus2=103294673.2 | LineCode=PEC1_#1/0_AWG_AL_XLPE_JACKET_CN_ | Phases= | 1 | Length=670.371024 | units=m
New | Line.18GC32_18GE31_105436274 | Bus1=103631268.2 | Bus2=103631267.2 | LineCode=PEC1_#1/0_AWG_AL_XLPE_JACKET_CN_ | Phases= | 1 | Length=66.446400 | units=m
New | Line.G259K_G258K_2626994 | Bus1=27136692.3 | Bus2=27136695.3 | LineCode=PEC1_#1/0_AWG_AL_XLPE_JACKET_CN_ | Phases= | 1 | Length=299.923200 | units=m
New | Line.132353_132354_2673899 | Bus1=26999473.2 | Bus2=26999445.2 | LineCode=PEC1_#1/0_AWG_AL_XLPE_JACKET_CN_ | Phases= | 1 | Length=60.960000 | units=m
New | Line.17MN20_17MN21_104282570 | Bus1=103383291.3 | Bus2=103383293.3 | LineCode=PEC1_#1/0_AWG_AL_XLPE_JACKET_CN_ | Phases= | 1 | Length=116.738400 | units=m
New | Line.12122_7140K_2626930 | Bus1=25734578.3 | Bus2=27136652.3 | LineCode=PEC1_#2_AWG_AL_XLPE_JACKET_CN_D_ | Phases= | 1 | Length=116.128800 | units=m
New | Line.7X081_7X078_2656200 | Bus1=27136943.3 | Bus2=27136938.3 | LineCode=PEC1_#1/0_AWG_AL_XLPE_JACKET_CN_ | Phases= | 1 | Length=124.358400 | units=m
New | Line.17Q660_17Q665_104378563 | Bus1=103413875.2 | Bus2=103413073.2 | LineCode=PEC1_#1/0_AWG_AL_XLPE_JACKET_CN_ | Phases= | 1 | Length=65.532000 | units=m
New | Line.18KQ19_18KP62_105820248 | Bus1=103016863.2 | Bus2=103645573.2 | LineCode=PEC1_#1/0_AWG_AL_XLPE_JACKET_CN_ | Phases= | 1 | Length=49.377600 | units=m
New | Line.6MG69_7TX17_2660738 | Bus1=25733700.2 | Bus2=103125605.2 | LineCode=PEC1_#1/0_AWG_AL_XLPE_JACKET_CN_ | Phases= | 1 | Length=466.344000 | units=m
New | Line.10DQ79_6MG75_2676995 | Bus1=26331050.1.2.3 | Bus2=26331049.1.2.3 | LineCode=PEC3_750KCMIL_AL_XLPE_LC_SHIELD_ | Phases= | 3 | Length=126.796800 | units=m
New | Line.7228K_9AM75_2659646 | Bus1=25783321.3 | Bus2=26999847.3 | LineCode=PEC1_#1/0_AWG_AL_XLPE_JACKET_CN_ | Phases= | 1 | Length=119.176800 | units=m
New | Line.7BE81_7BE84_2654337 | Bus1=26999498.2 | Bus2=26999496.2 | LineCode=PEC1_#1/0_AWG_AL_XLPE_JACKET_CN_ | Phases= | 1 | Length=79.857600 | units=m
New | Line.14Q053_14Q049_103060424 | Bus1=103089666.2 | Bus2=103025150.2 | LineCode=PEC1_#1/0_AWG_AL_XLPE_JACKET_CN_ | Phases= | 1 | Length=145.087848 | units=m
New | Line.5ZV69_G2635_2628392 | Bus1=26999198.3 | Bus2=26999179.3 | LineCode=PEC1_#1/0_AWG_AL_XLPE_JACKET_CN_ | Phases= | 1 | Length=131.978400 | units=m
New | Line.12AK62_12AK61_2671230 | Bus1=27136832.1 | Bus2=27136835.1 | LineCode=PEC1_#1/0_AWG_AL_XLPE_JACKET_CN_ | Phases= | 1 | Length=114.604800 | units=m
New | Line.188F00_17DH84_104783624 | Bus1=103307200.1 | Bus2=103571158.1 | LineCode=PEC1_#1/0_AWG_AL_XLPE_JACKET_CN_ | Phases= | 1 | Length=90.260424 | units=m
New | Line.7NW53_7NW59_2656151 | Bus1=26999256.2 | Bus2=26999258.2 | LineCode=PEC1_#1/0_AWG_AL_XLPE_JACKET_CN_ | Phases= | 1 | Length=235.305600 | units=m
New | Line.7TX21_7TX19_2656197 | Bus1=27136931.3 | Bus2=27136934.3 | LineCode=PEC1_#1/0_AWG_AL_XLPE_JACKET_CN_ | Phases= | 1 | Length=71.628000 | units=m
New | Line.14L342_14L343_2680568 | Bus1=27136572.2 | Bus2=27136566.2 | LineCode=PEC1_#1/0_AWG_AL_XLPE_JACKET_CN_ | Phases= | 1 | Length=232.562400 | units=m
New | Line.15TN73_15TN74_103913805 | Bus1=103265159.3 | Bus2=103265158.3 | LineCode=PEC1_#1/0_AWG_AL_XLPE_JACKET_CN_ | Phases= | 1 | Length=161.092896 | units=m
New | Line.5R683_5R684_2627030 | Bus1=26281697.1 | Bus2=27136763.1 | LineCode=PEC1_#1/0_AWG_AL_XLPE_JACKET_CN_ | Phases= | 1 | Length=130.759200 | units=m
New | Line.12126_12127_2626982 | Bus1=27136670.3 | Bus2=27136667.3 | LineCode=PEC1_#1/0_AWG_AL_XLPE_JACKET_CN_ | Phases= | 1 | Length=92.659200 | units=m
New | Line.18GC38_18GC39_105326040 | Bus1=103626613.2 | Bus2=103626603.2 | LineCode=PEC1_#1/0_AWG_AL_XLPE_JACKET_CN_ | Phases= | 1 | Length=96.926400 | units=m
New | Line.U895BH_106806_2662442 | Bus1=25836857.2 | Bus2=27136861.2 | LineCode=PEC1_#1/0_AWG_AL_XLPE_JACKET_CN_ | Phases= | 1 | Length=195.986400 | units=m
New | Line.14LH98_17BT62_2680800 | Bus1=103294847.1 | Bus2=27137115.1 | LineCode=PEC1_#1/0_AWG_AL_XLPE_JACKET_CN_ | Phases= | 1 | Length=87.962232 | units=m
New | Line.18KQ22_14Q050_105985241 | Bus1=103651984.3 | Bus2=103091336.3 | LineCode=PEC1_#1/0_AWG_AL_XLPE_JACKET_CN_ | Phases= | 1 | Length=7.467600 | units=m
New | Line.18NP35_18NP47_106231498 | Bus1=103666850.2 | Bus2=103666875.2 | LineCode=PEC1_#1/0_AWG_AL_XLPE_JACKET_CN_ | Phases= | 1 | Length=53.949600 | units=m
New | Line.13PX88_13PX89_2676767 | Bus1=27000181.3 | Bus2=27000183.3 | LineCode=PEC1_#1/0_AWG_AL_XLPE_JACKET_CN_ | Phases= | 1 | Length=28.651200 | units=m
New | Line.14MD12_14T643_103076943 | Bus1=103048757.1 | Bus2=103032159.1 | LineCode=PEC1_#1/0_AWG_AL_XLPE_JACKET_CN_ | Phases= | 1 | Length=8.241792 | units=m
New | Line.12AK64_12AK63_2671226 | Bus1=27136836.1 | Bus2=27136839.1 | LineCode=PEC1_#1/0_AWG_AL_XLPE_JACKET_CN_ | Phases= | 1 | Length=103.327200 | units=m
New | Line.14L470_14L471_2680585 | Bus1=27136602.2 | Bus2=27136583.2 | LineCode=PEC1_#1/0_AWG_AL_XLPE_JACKET_CN_ | Phases= | 1 | Length=158.191200 | units=m
New | Line.14L344_14L345_2680570 | Bus1=27136565.2 | Bus2=27136569.2 | LineCode=PEC1_#1/0_AWG_AL_XLPE_JACKET_CN_ | Phases= | 1 | Length=144.170400 | units=m
New | Line.CBR27_CBN13_2627000 | Bus1=27136713.3 | Bus2=27136710.3 | LineCode=PEC1_#1/0_AWG_AL_XLPE_JACKET_CN_ | Phases= | 1 | Length=252.374400 | units=m
New | Line.8R713_8R714_2657820 | Bus1=26991520.2 | Bus2=26991516.2 | LineCode=PEC1_#1/0_AWG_AL_XLPE_JACKET_CN_ | Phases= | 1 | Length=88.392000 | units=m
New | Line.U604BH_U606BH_2628366 | Bus1=26999159.1 | Bus2=26999147.1 | LineCode=PEC1_#1/0_AWG_AL_EPR_CN_D_B | Phases= | 1 | Length=168.859200 | units=m
New | Line.14Q049_18KQ22_103041507 | Bus1=103089666.3 | Bus2=103651984.3 | LineCode=PEC1_#1/0_AWG_AL_XLPE_JACKET_CN_ | Phases= | 1 | Length=215.036400 | units=m
New | Line.14Q049_18KQ23_103041505 | Bus1=103089666.1 | Bus2=103651999.1 | LineCode=PEC1_#1/0_AWG_AL_XLPE_JACKET_CN_ | Phases= | 1 | Length=209.687160 | units=m
New | Line.8DT90_8DT93_2657070 | Bus1=26999347.2 | Bus2=26999511.2 | LineCode=PEC1_#1/0_AWG_AL_XLPE_JACKET_CN_ | Phases= | 1 | Length=94.488000 | units=m
New | Line.183Y96_183Y95_104696384 | Bus1=103537191.1 | Bus2=103537190.1 | LineCode=PEC1_#1/0_AWG_AL_XLPE_JACKET_CN_ | Phases= | 1 | Length=59.436000 | units=m
New | Line.A650K_A649K_2626928 | Bus1=27136655.3 | Bus2=27136658.3 | LineCode=PEC1_#2_AWG_AL_XLPE_JACKET_CN_D_ | Phases= | 1 | Length=105.460800 | units=m
New | Line.17BR88_17BR89_104028964 | Bus1=103294687.1 | Bus2=103294681.1 | LineCode=PEC1_#1/0_AWG_AL_XLPE_JACKET_CN_ | Phases= | 1 | Length=104.546400 | units=m
New | Line.17MN19_17MN20_104282565 | Bus1=103383280.3 | Bus2=103383289.3 | LineCode=PEC1_#1/0_AWG_AL_XLPE_JACKET_CN_ | Phases= | 1 | Length=192.633600 | units=m
New | Line.9W758_9WA93_2662741 | Bus1=27137277.1 | Bus2=27137282.1 | LineCode=PEC1_#1/0_AWG_AL_XLPE_JACKET_CN_ | Phases= | 1 | Length=152.400000 | units=m
New | Line.14G317_14G318_2680022 | Bus1=103089681.2.3 | Bus2=27136520.2.3 | LineCode=PEC2_#1/0_AWG_AL_XLPE_JACKET_CN_ | Phases= | 2 | Length=132.588000 | units=m
New | Line.14LJ01_14LJ02_2680793 | Bus1=27137104.1 | Bus2=103042169.1 | LineCode=PEC1_#1/0_AWG_AL_XLPE_JACKET_CN_ | Phases= | 1 | Length=279.501600 | units=m
New | Line.183Y95_183Y94_104696390 | Bus1=103537196.1 | Bus2=103537194.1 | LineCode=PEC1_#1/0_AWG_AL_XLPE_JACKET_CN_ | Phases= | 1 | Length=30.480000 | units=m
New | Line.BUS_104347939 | Bus1=103400443.1 | Bus2=T4795B23_10000045.1 | LineCode=NONE | Phases= | 1 | Length=0.000305 | units=m
New | Line.9WF54_9WF46_2663236 | Bus1=25876075.3 | Bus2=27136792.3 | LineCode=PEC1_#1/0_AWG_AL_XLPE_JACKET_CN_ | Phases= | 1 | Length=174.955200 | units=m
New | Line.PBB38_A543BH_2628384 | Bus1=26999172.3 | Bus2=26999170.3 | LineCode=PEC1_#1/0_AWG_AL_EPR_CN_D_B | Phases= | 1 | Length=154.228800 | units=m
New | Line.U572K_12134_2628374 | Bus1=1105110.3 | Bus2=26999234.3 | LineCode=PEC1_#1/0_AWG_AL_XLPE_JACKET_CN_ | Phases= | 1 | Length=361.188000 | units=m
New | Line.A541BH_NV11_2628393 | Bus1=26999167.3 | Bus2=26999199.3 | LineCode=PEC1_#1/0_AWG_AL_XLPE_JACKET_CN_ | Phases= | 1 | Length=298.399200 | units=m
New | Line.G9L65_14LJ00_2680791 | Bus1=26896048.1 | Bus2=27137102.1 | LineCode=PEC1_#1/0_AWG_AL_XLPE_JACKET_CN_ | Phases= | 1 | Length=130.759200 | units=m
New | Line.U606BH_PBB37_2628350 | Bus1=26999146.1 | Bus2=26999149.1 | LineCode=PEC1_#1/0_AWG_AL_EPR_CN_D_B | Phases= | 1 | Length=185.623200 | units=m
New | Line.6TE40_7MX03_2655999 | Bus1=27136897.1 | Bus2=27136901.1 | LineCode=PEC1_#1/0_AWG_AL_XLPE_JACKET_CN_ | Phases= | 1 | Length=243.230400 | units=m
New | Line.7228K_9AM78_2659659 | Bus1=25631626.2 | Bus2=26999855.2 | LineCode=PEC1_#1/0_AWG_AL_XLPE_JACKET_CN_ | Phases= | 1 | Length=502.615200 | units=m
New | Line.17KH65_14L471_104218258 | Bus1=103359057.2 | Bus2=103359448.2 | LineCode=PEC1_#1/0_AWG_AL_XLPE_JACKET_CN_ | Phases= | 1 | Length=51.206400 | units=m
New | Line.7BE80_7BE81_2654336 | Bus1=26999500.2 | Bus2=26999497.2 | LineCode=PEC1_#1/0_AWG_AL_XLPE_JACKET_CN_ | Phases= | 1 | Length=53.340000 | units=m
New | Line.13F675_134088_103387951 | Bus1=103121504.3 | Bus2=103121251.3 | LineCode=PEC1_#1/0_AWG_AL_XLPE_JACKET_CN_ | Phases= | 1 | Length=43.284648 | units=m
New | Line.5DP98_7BE80_2654335 | Bus1=26999494.2 | Bus2=26999499.2 | LineCode=PEC1_#1/0_AWG_AL_XLPE_JACKET_CN_ | Phases= | 1 | Length=73.456800 | units=m
New | Line.BUS_103041491 | Bus1=103091333.1.2.3 | Bus2=T4795B23_10000042.1.2.3 | LineCode=NONE | Phases= | 3 | Length=0.000305 | units=m
New | Line.U586BH_U588BH_2628344 | Bus1=26999339.1 | Bus2=26999332.1 | LineCode=PEC1_#1/0_AWG_AL_EPR_CN_D_B | Phases= | 1 | Length=153.314400 | units=m
New | Line.5DP97_5DP96_2652216 | Bus1=103476241.2 | Bus2=26999485.2 | LineCode=PEC1_#1/0_AWG_AL_XLPE_JACKET_CN_ | Phases= | 1 | Length=273.100800 | units=m

## Loads
New | Load.26281708_3 | Phases= | 1 | Bus1=26281708.3 | kV= | 13.2044 | XFKVA=15.000000 | PF= | 0.99519 | NumCust=2.000000 | ! | KW= | 0
New | Load.25734564_2 | Phases= | 1 | Bus1=25734564.2 | kV= | 13.2044 | XFKVA=25.000000 | PF= | 1 | NumCust=5.000000 | ! | KW= | 0
New | Load.103359063_1 | Phases= | 1 | Bus1=103359063.1 | kV= | 13.2044 | XFKVA=75.000000 | PF= | 0.99994 | NumCust=6.000000 | ! | KW= | 0
New | Load.25734640_3 | Phases= | 1 | Bus1=25734640.3 | kV= | 13.2044 | XFKVA=100.000000 | PF= | 0.99519 | NumCust=5.000000 | ! | KW= | 0
New | Load.25024993_3 | Phases= | 1 | Bus1=25024993.3 | kV= | 13.2044 | XFKVA=25.000000 | PF= | 0.99519 | NumCust=3.000000 | ! | KW= | 0
New | Load.26896053_1 | Phases= | 1 | Bus1=26896053.1 | kV= | 13.2044 | XFKVA=50.000000 | PF= | 0.99994 | NumCust=2.000000 | ! | KW= | 0
New | Load.1140417_3 | Phases= | 1 | Bus1=1140417.3 | kV= | 13.2044 | XFKVA=15.000000 | PF= | 0.99519 | NumCust=1.000000 | ! | KW= | 0
New | Load.1104705_2 | Phases= | 1 | Bus1=1104705.2 | kV= | 13.2044 | XFKVA=15.000000 | PF= | 1 | NumCust=1.000000 | ! | KW= | 0
New | Load.1105218_3 | Phases= | 1 | Bus1=1105218.3 | kV= | 13.2044 | XFKVA=75.000000 | PF= | 0.99519 | NumCust=7.000000 | ! | KW= | 0
New | Load.1106342_3 | Phases= | 1 | Bus1=1106342.3 | kV= | 13.2044 | XFKVA=25.000000 | PF= | 0.99519 | NumCust=1.000000 | ! | KW= | 0
New | Load.25836866_2 | Phases= | 1 | Bus1=25836866.2 | kV= | 13.2044 | XFKVA=25.000000 | PF= | 1 | NumCust=3.000000 | ! | KW= | 0
New | Load.26128165_2 | Phases= | 1 | Bus1=26128165.2 | kV= | 13.2044 | XFKVA=50.000000 | PF= | 1 | NumCust=5.000000 | ! | KW= | 0
New | Load.103537122_1 | Phases= | 1 | Bus1=103537122.1 | kV= | 13.2044 | XFKVA=50.000000 | PF= | 0.99994 | NumCust=2.000000 | ! | KW= | 0
New | Load.103536788_2 | Phases= | 1 | Bus1=103536788.2 | kV= | 13.2044 | XFKVA=75.000000 | PF= | 1 | NumCust=0.000000 | enable=F | ! | KW= | 0
New | Load.1105257_3 | Phases= | 1 | Bus1=1105257.3 | kV= | 13.2044 | XFKVA=50.000000 | PF= | 0.99519 | NumCust=3.000000 | ! | KW= | 0
New | Load.25836865_2 | Phases= | 1 | Bus1=25836865.2 | kV= | 13.2044 | XFKVA=50.000000 | PF= | 1 | NumCust=8.000000 | ! | KW= | 0
New | Load.25490382_2 | Phases= | 1 | Bus1=25490382.2 | kV= | 13.2044 | XFKVA=50.000000 | PF= | 1 | NumCust=6.000000 | ! | KW= | 0
New | Load.1139897_3 | Phases= | 1 | Bus1=1139897.3 | kV= | 13.2044 | XFKVA=50.000000 | PF= | 0.99519 | NumCust=5.000000 | ! | KW= | 0
New | Load.25734551_2 | Phases= | 1 | Bus1=25734551.2 | kV= | 13.2044 | XFKVA=50.000000 | PF= | 1 | NumCust=3.000000 | ! | KW= | 0
New | Load.25734551_3 | Phases= | 1 | Bus1=25734551.3 | kV= | 13.2044 | XFKVA=25.000000 | PF= | 0.99519 | NumCust=3.000000 | ! | KW= | 0
New | Load.103645566_3 | Phases= | 1 | Bus1=103645566.3 | kV= | 13.2044 | XFKVA=75.000000 | PF= | 0.99519 | NumCust=0.000000 | enable=F | ! | KW= | 0
New | Load.1140112_1 | Phases= | 1 | Bus1=1140112.1 | kV= | 13.2044 | XFKVA=50.000000 | PF= | 0.99994 | NumCust=4.000000 | ! | KW= | 0
New | Load.26776418_1 | Phases= | 1 | Bus1=26776418.1 | kV= | 13.2044 | XFKVA=75.000000 | PF= | 0.99994 | NumCust=7.000000 | ! | KW= | 0
New | Load.25734560_2 | Phases= | 1 | Bus1=25734560.2 | kV= | 13.2044 | XFKVA=50.000000 | PF= | 1 | NumCust=6.000000 | ! | KW= | 0
New | Load.1141046_3 | Phases= | 1 | Bus1=1141046.3 | kV= | 13.2044 | XFKVA=50.000000 | PF= | 0.99519 | NumCust=3.000000 | ! | KW= | 0
New | Load.103383301_3 | Phases= | 1 | Bus1=103383301.3 | kV= | 13.2044 | XFKVA=50.000000 | PF= | 0.99519 | NumCust=4.000000 | ! | KW= | 0
New | Load.1106347_3 | Phases= | 1 | Bus1=1106347.3 | kV= | 13.2044 | XFKVA=37.500000 | PF= | 0.99519 | NumCust=4.000000 | ! | KW= | 0
New | Load.1140821_1 | Phases= | 1 | Bus1=1140821.1 | kV= | 13.2044 | XFKVA=25.000000 | PF= | 0.99994 | NumCust=3.000000 | ! | KW= | 0
New | Load.26776411_1 | Phases= | 1 | Bus1=26776411.1 | kV= | 13.2044 | XFKVA=100.000000 | PF= | 0.99994 | NumCust=5.000000 | ! | KW= | 0
New | Load.25734580_3 | Phases= | 1 | Bus1=25734580.3 | kV= | 13.2044 | XFKVA=37.500000 | PF= | 0.99519 | NumCust=4.000000 | ! | KW= | 0
New | Load.26887526_2 | Phases= | 1 | Bus1=26887526.2 | kV= | 13.2044 | XFKVA=50.000000 | PF= | 1 | NumCust=2.000000 | ! | KW= | 0
New | Load.25734606_3 | Phases= | 1 | Bus1=25734606.3 | kV= | 13.2044 | XFKVA=50.000000 | PF= | 0.99519 | NumCust=6.000000 | ! | KW= | 0
New | Load.25885435_1 | Phases= | 1 | Bus1=25885435.1 | kV= | 13.2044 | XFKVA=15.000000 | PF= | 0.99994 | NumCust=1.000000 | ! | KW= | 0
New | Load.25426804_1 | Phases= | 1 | Bus1=25426804.1 | kV= | 13.2044 | XFKVA=100.000000 | PF= | 0.99994 | NumCust=5.000000 | ! | KW= | 0
New | Load.25873711_1 | Phases= | 1 | Bus1=25873711.1 | kV= | 13.2044 | XFKVA=50.000000 | PF= | 0.99994 | NumCust=4.000000 | ! | KW= | 0
New | Load.25234913_1 | Phases= | 1 | Bus1=25234913.1 | kV= | 13.2044 | XFKVA=37.500000 | PF= | 0.99994 | NumCust=3.000000 | ! | KW= | 0
New | Load.26555782_2 | Phases= | 1 | Bus1=26555782.2 | kV= | 13.2044 | XFKVA=50.000000 | PF= | 1 | NumCust=8.000000 | ! | KW= | 0
New | Load.25873713_1 | Phases= | 1 | Bus1=25873713.1 | kV= | 13.2044 | XFKVA=100.000000 | PF= | 0.99994 | NumCust=7.000000 | ! | KW= | 0
New | Load.1141080_1 | Phases= | 1 | Bus1=1141080.1 | kV= | 13.2044 | XFKVA=25.000000 | PF= | 0.99994 | NumCust=2.000000 | ! | KW= | 0
New | Load.25426805_1 | Phases= | 1 | Bus1=25426805.1 | kV= | 13.2044 | XFKVA=100.000000 | PF= | 0.99994 | NumCust=6.000000 | ! | KW= | 0
New | Load.25734570_3 | Phases= | 1 | Bus1=25734570.3 | kV= | 13.2044 | XFKVA=50.000000 | PF= | 0.99519 | NumCust=7.000000 | ! | KW= | 0
New | Load.26555809_1 | Phases= | 1 | Bus1=26555809.1 | kV= | 13.2044 | XFKVA=50.000000 | PF= | 0.99994 | NumCust=6.000000 | ! | KW= | 0
New | Load.26887522_2 | Phases= | 1 | Bus1=26887522.2 | kV= | 13.2044 | XFKVA=50.000000 | PF= | 1 | NumCust=4.000000 | ! | KW= | 0
New | Load.26776430_1 | Phases= | 1 | Bus1=26776430.1 | kV= | 13.2044 | XFKVA=50.000000 | PF= | 0.99994 | NumCust=7.000000 | ! | KW= | 0
New | Load.103626618_2 | Phases= | 1 | Bus1=103626618.2 | kV= | 13.2044 | XFKVA=100.000000 | PF= | 1 | NumCust=0.000000 | enable=F | ! | KW= | 0
New | Load.103413072_2 | Phases= | 1 | Bus1=103413072.2 | kV= | 13.2044 | XFKVA=50.000000 | PF= | 1 | NumCust=0.000000 | ! | KW= | 0
New | Load.25356093_1 | Phases= | 1 | Bus1=25356093.1 | kV= | 13.2044 | XFKVA=50.000000 | PF= | 0.99994 | NumCust=10.000000 | ! | KW= | 0
New | Load.103359052_1 | Phases= | 1 | Bus1=103359052.1 | kV= | 13.2044 | XFKVA=75.000000 | PF= | 0.99994 | NumCust=8.000000 | ! | KW= | 0
New | Load.25356096_1 | Phases= | 1 | Bus1=25356096.1 | kV= | 13.2044 | XFKVA=50.000000 | PF= | 0.99994 | NumCust=10.000000 | ! | KW= | 0
New | Load.103016827_2 | Phases= | 1 | Bus1=103016827.2 | kV= | 13.2044 | XFKVA=50.000000 | PF= | 1 | NumCust=0.000000 | ! | KW= | 0
New | Load.103383282_3 | Phases= | 1 | Bus1=103383282.3 | kV= | 13.2044 | XFKVA=75.000000 | PF= | 0.99519 | NumCust=6.000000 | ! | KW= | 0
New | Load.26555802_1 | Phases= | 1 | Bus1=26555802.1 | kV= | 13.2044 | XFKVA=50.000000 | PF= | 0.99994 | NumCust=7.000000 | ! | KW= | 0
New | Load.25356091_1 | Phases= | 1 | Bus1=25356091.1 | kV= | 13.2044 | XFKVA=50.000000 | PF= | 0.99994 | NumCust=9.000000 | ! | KW= | 0
New | Load.26555797_1 | Phases= | 1 | Bus1=26555797.1 | kV= | 13.2044 | XFKVA=50.000000 | PF= | 0.99994 | NumCust=6.000000 | ! | KW= | 0
New | Load.26555762_2 | Phases= | 1 | Bus1=26555762.2 | kV= | 13.2044 | XFKVA=50.000000 | PF= | 1 | NumCust=10.000000 | ! | KW= | 0
New | Load.25234912_1 | Phases= | 1 | Bus1=25234912.1 | kV= | 13.2044 | XFKVA=75.000000 | PF= | 0.99994 | NumCust=5.000000 | ! | KW= | 0
New | Load.26037868_2 | Phases= | 1 | Bus1=26037868.2 | kV= | 13.2044 | XFKVA=25.000000 | PF= | 1 | NumCust=0.333000 | ! | KW= | 0
New | Load.26037868_3 | Phases= | 1 | Bus1=26037868.3 | kV= | 13.2044 | XFKVA=25.000000 | PF= | 0.99519 | NumCust=0.333000 | ! | KW= | 0
New | Load.26037868_1 | Phases= | 1 | Bus1=26037868.1 | kV= | 13.2044 | XFKVA=25.000000 | PF= | 0.99994 | NumCust=0.333000 | ! | KW= | 0
New | Load.26709857_1 | Phases= | 1 | Bus1=26709857.1 | kV= | 13.2044 | XFKVA=50.000000 | PF= | 0.99994 | NumCust=4.000000 | ! | KW= | 0
New | Load.1104995_2 | Phases= | 1 | Bus1=1104995.2 | kV= | 13.2044 | XFKVA=25.000000 | PF= | 1 | NumCust=3.000000 | ! | KW= | 0
New | Load.103307201_1 | Phases= | 1 | Bus1=103307201.1 | kV= | 13.2044 | XFKVA=75.000000 | PF= | 0.99994 | NumCust=5.000000 | ! | KW= | 0
New | Load.103536786_2 | Phases= | 1 | Bus1=103536786.2 | kV= | 13.2044 | XFKVA=25.000000 | PF= | 1 | NumCust=0.000000 | enable=F | ! | KW= | 0
New | Load.1104677_1 | Phases= | 1 | Bus1=1104677.1 | kV= | 13.2044 | XFKVA=10.000000 | PF= | 0.99994 | NumCust=0.000000 | ! | KW= | 0
New | Load.25734547_2 | Phases= | 1 | Bus1=25734547.2 | kV= | 13.2044 | XFKVA=50.000000 | PF= | 1 | NumCust=4.000000 | ! | KW= | 0
New | Load.1105216_3 | Phases= | 1 | Bus1=1105216.3 | kV= | 13.2044 | XFKVA=50.000000 | PF= | 0.99519 | NumCust=9.000000 | ! | KW= | 0
New | Load.26709852_1 | Phases= | 1 | Bus1=26709852.1 | kV= | 13.2044 | XFKVA=100.000000 | PF= | 0.99994 | NumCust=4.000000 | ! | KW= | 0
New | Load.103537123_1 | Phases= | 1 | Bus1=103537123.1 | kV= | 13.2044 | XFKVA=50.000000 | PF= | 0.99994 | NumCust=4.000000 | ! | KW= | 0
New | Load.1106104_3 | Phases= | 1 | Bus1=1106104.3 | kV= | 13.2044 | XFKVA=25.000000 | PF= | 0.99519 | NumCust=1.000000 | ! | KW= | 0
New | Load.26709829_2 | Phases= | 1 | Bus1=26709829.2 | kV= | 13.2044 | XFKVA=100.000000 | PF= | 1 | NumCust=5.000000 | ! | KW= | 0
New | Load.103007628_1 | Phases= | 1 | Bus1=103007628.1 | kV= | 13.2044 | XFKVA=50.000000 | PF= | 0.99994 | NumCust=5.000000 | ! | KW= | 0
New | Load.1140498_1 | Phases= | 1 | Bus1=1140498.1 | kV= | 13.2044 | XFKVA=10.000000 | PF= | 0.99994 | NumCust=2.000000 | ! | KW= | 0
New | Load.103645574_2 | Phases= | 1 | Bus1=103645574.2 | kV= | 13.2044 | XFKVA=75.000000 | PF= | 1 | NumCust=0.000000 | enable=F | ! | KW= | 0
New | Load.25734531_3 | Phases= | 1 | Bus1=25734531.3 | kV= | 13.2044 | XFKVA=50.000000 | PF= | 0.99519 | NumCust=8.000000 | ! | KW= | 0
New | Load.1140852_1 | Phases= | 1 | Bus1=1140852.1 | kV= | 13.2044 | XFKVA=15.000000 | PF= | 0.99994 | NumCust=2.000000 | ! | KW= | 0
New | Load.26139234_1 | Phases= | 1 | Bus1=26139234.1 | kV= | 13.2044 | XFKVA=50.000000 | PF= | 0.99994 | NumCust=0.333000 | ! | KW= | 0
New | Load.26139234_2 | Phases= | 1 | Bus1=26139234.2 | kV= | 13.2044 | XFKVA=50.000000 | PF= | 1 | NumCust=0.333000 | ! | KW= | 0
New | Load.26139234_3 | Phases= | 1 | Bus1=26139234.3 | kV= | 13.2044 | XFKVA=50.000000 | PF= | 0.99519 | NumCust=0.333000 | ! | KW= | 0
New | Load.103265086_3 | Phases= | 1 | Bus1=103265086.3 | kV= | 13.2044 | XFKVA=75.000000 | PF= | 0.99519 | NumCust=8.000000 | ! | KW= | 0
New | Load.25750595_2 | Phases= | 1 | Bus1=25750595.2 | kV= | 13.2044 | XFKVA=50.000000 | PF= | 1 | NumCust=8.000000 | ! | KW= | 0
New | Load.25734562_2 | Phases= | 1 | Bus1=25734562.2 | kV= | 13.2044 | XFKVA=50.000000 | PF= | 1 | NumCust=6.000000 | ! | KW= | 0
New | Load.25360258_3 | Phases= | 1 | Bus1=25360258.3 | kV= | 13.2044 | XFKVA=50.000000 | PF= | 0.99519 | NumCust=8.000000 | ! | KW= | 0
New | Load.25360259_3 | Phases= | 1 | Bus1=25360259.3 | kV= | 13.2044 | XFKVA=50.000000 | PF= | 0.99519 | NumCust=9.000000 | ! | KW= | 0
New | Load.1139960_3 | Phases= | 1 | Bus1=1139960.3 | kV= | 13.2044 | XFKVA=75.000000 | PF= | 0.99519 | NumCust=4.000000 | ! | KW= | 0
New | Load.1140193_3 | Phases= | 1 | Bus1=1140193.3 | kV= | 13.2044 | XFKVA=15.000000 | PF= | 0.99519 | NumCust=1.000000 | ! | KW= | 0
New | Load.1140874_1 | Phases= | 1 | Bus1=1140874.1 | kV= | 13.2044 | XFKVA=15.000000 | PF= | 0.99994 | NumCust=1.000000 | ! | KW= | 0
New | Load.1140515_1 | Phases= | 1 | Bus1=1140515.1 | kV= | 13.2044 | XFKVA=15.000000 | PF= | 0.99994 | NumCust=2.000000 | ! | KW= | 0
New | Load.26567440_3 | Phases= | 1 | Bus1=26567440.3 | kV= | 13.2044 | XFKVA=50.000000 | PF= | 0.99519 | NumCust=7.000000 | ! | KW= | 0
New | Load.25734591_1 | Phases= | 1 | Bus1=25734591.1 | kV= | 13.2044 | XFKVA=37.500000 | PF= | 0.99994 | NumCust=1.000000 | ! | KW= | 0
New | Load.26709819_2 | Phases= | 1 | Bus1=26709819.2 | kV= | 13.2044 | XFKVA=50.000000 | PF= | 1 | NumCust=4.000000 | ! | KW= | 0
New | Load.25360261_3 | Phases= | 1 | Bus1=25360261.3 | kV= | 13.2044 | XFKVA=25.000000 | PF= | 0.99519 | NumCust=5.000000 | ! | KW= | 0
New | Load.1140505_3 | Phases= | 1 | Bus1=1140505.3 | kV= | 13.2044 | XFKVA=15.000000 | PF= | 0.99519 | NumCust=0.000000 | ! | KW= | 0
New | Load.25024999_1 | Phases= | 1 | Bus1=25024999.1 | kV= | 13.2044 | XFKVA=25.000000 | PF= | 0.99994 | NumCust=0.000000 | ! | KW= | 0
New | Load.103016818_2 | Phases= | 1 | Bus1=103016818.2 | kV= | 13.2044 | XFKVA=50.000000 | PF= | 1 | NumCust=0.000000 | ! | KW= | 0
New | Load.1105664_1 | Phases= | 1 | Bus1=1105664.1 | kV= | 13.2044 | XFKVA=37.500000 | PF= | 0.99994 | NumCust=5.000000 | ! | KW= | 0
New | Load.1140710_3 | Phases= | 1 | Bus1=1140710.3 | kV= | 13.2044 | XFKVA=25.000000 | PF= | 0.99519 | NumCust=3.000000 | ! | KW= | 0
New | Load.25734641_3 | Phases= | 1 | Bus1=25734641.3 | kV= | 13.2044 | XFKVA=50.000000 | PF= | 0.99519 | NumCust=5.000000 | ! | KW= | 0
New | Load.1104971_2 | Phases= | 1 | Bus1=1104971.2 | kV= | 13.2044 | XFKVA=15.000000 | PF= | 1 | NumCust=1.000000 | ! | KW= | 0
New | Load.25490385_2 | Phases= | 1 | Bus1=25490385.2 | kV= | 13.2044 | XFKVA=50.000000 | PF= | 1 | NumCust=8.000000 | ! | KW= | 0
New | Load.103631265_2 | Phases= | 1 | Bus1=103631265.2 | kV= | 13.2044 | XFKVA=50.000000 | PF= | 1 | NumCust=0.000000 | enable=F | ! | KW= | 0
New | Load.26709786_3 | Phases= | 1 | Bus1=26709786.3 | kV= | 13.2044 | XFKVA=50.000000 | PF= | 0.99519 | NumCust=4.000000 | ! | KW= | 0
New | Load.103359056_2 | Phases= | 1 | Bus1=103359056.2 | kV= | 13.2044 | XFKVA=50.000000 | PF= | 1 | NumCust=3.000000 | ! | KW= | 0
New | Load.26555737_2 | Phases= | 1 | Bus1=26555737.2 | kV= | 13.2044 | XFKVA=50.000000 | PF= | 1 | NumCust=9.000000 | ! | KW= | 0
New | Load.1104653_1 | Phases= | 1 | Bus1=1104653.1 | kV= | 13.2044 | XFKVA=50.000000 | PF= | 0.99994 | NumCust=0.333000 | ! | KW= | 0
New | Load.1104653_2 | Phases= | 1 | Bus1=1104653.2 | kV= | 13.2044 | XFKVA=50.000000 | PF= | 1 | NumCust=0.333000 | ! | KW= | 0
New | Load.1104653_3 | Phases= | 1 | Bus1=1104653.3 | kV= | 13.2044 | XFKVA=50.000000 | PF= | 0.99519 | NumCust=0.333000 | ! | KW= | 0
New | Load.25734639_3 | Phases= | 1 | Bus1=25734639.3 | kV= | 13.2044 | XFKVA=75.000000 | PF= | 0.99519 | NumCust=5.000000 | ! | KW= | 0
New | Load.25024995_3 | Phases= | 1 | Bus1=25024995.3 | kV= | 13.2044 | XFKVA=75.000000 | PF= | 0.99519 | NumCust=2.000000 | ! | KW= | 0
New | Load.26709740_3 | Phases= | 1 | Bus1=26709740.3 | kV= | 13.2044 | XFKVA=100.000000 | PF= | 0.99519 | NumCust=6.000000 | ! | KW= | 0
New | Load.26387814_2 | Phases= | 1 | Bus1=26387814.2 | kV= | 13.2044 | XFKVA=50.000000 | PF= | 1 | NumCust=6.000000 | ! | KW= | 0
New | Load.1104671_1 | Phases= | 1 | Bus1=1104671.1 | kV= | 13.2044 | XFKVA=25.000000 | PF= | 0.99994 | NumCust=2.000000 | ! | KW= | 0
New | Load.26709766_3 | Phases= | 1 | Bus1=26709766.3 | kV= | 13.2044 | XFKVA=100.000000 | PF= | 0.99519 | NumCust=7.000000 | ! | KW= | 0
New | Load.25359969_1 | Phases= | 1 | Bus1=25359969.1 | kV= | 13.2044 | XFKVA=50.000000 | PF= | 0.99994 | NumCust=9.000000 | ! | KW= | 0
New | Load.25359972_1 | Phases= | 1 | Bus1=25359972.1 | kV= | 13.2044 | XFKVA=50.000000 | PF= | 0.99994 | NumCust=7.000000 | ! | KW= | 0
New | Load.25833129_1 | Phases= | 1 | Bus1=25833129.1 | kV= | 13.2044 | XFKVA=50.000000 | PF= | 0.99994 | NumCust=4.000000 | ! | KW= | 0
New | Load.1106143_3 | Phases= | 1 | Bus1=1106143.3 | kV= | 13.2044 | XFKVA=37.500000 | PF= | 0.99519 | NumCust=2.000000 | ! | KW= | 0
New | Load.26709781_3 | Phases= | 1 | Bus1=26709781.3 | kV= | 13.2044 | XFKVA=100.000000 | PF= | 0.99519 | NumCust=3.000000 | ! | KW= | 0
New | Load.25359968_1 | Phases= | 1 | Bus1=25359968.1 | kV= | 13.2044 | XFKVA=50.000000 | PF= | 0.99994 | NumCust=9.000000 | ! | KW= | 0
New | Load.26679487_1 | Phases= | 1 | Bus1=26679487.1 | kV= | 13.2044 | XFKVA=100.000000 | PF= | 0.99994 | NumCust=6.000000 | ! | KW= | 0
New | Load.26679492_1 | Phases= | 1 | Bus1=26679492.1 | kV= | 13.2044 | XFKVA=50.000000 | PF= | 0.99994 | NumCust=6.000000 | ! | KW= | 0
New | Load.25586104_1 | Phases= | 1 | Bus1=25586104.1 | kV= | 13.2044 | XFKVA=50.000000 | PF= | 0.99994 | NumCust=6.000000 | ! | KW= | 0
New | Load.25359988_1 | Phases= | 1 | Bus1=25359988.1 | kV= | 13.2044 | XFKVA=50.000000 | PF= | 0.99994 | NumCust=8.000000 | ! | KW= | 0
New | Load.25359970_1 | Phases= | 1 | Bus1=25359970.1 | kV= | 13.2044 | XFKVA=50.000000 | PF= | 0.99994 | NumCust=8.000000 | ! | KW= | 0
New | Load.25359973_1 | Phases= | 1 | Bus1=25359973.1 | kV= | 13.2044 | XFKVA=50.000000 | PF= | 0.99994 | NumCust=9.000000 | ! | KW= | 0
New | Load.1140270_3 | Phases= | 1 | Bus1=1140270.3 | kV= | 13.2044 | XFKVA=25.000000 | PF= | 0.99519 | NumCust=2.000000 | ! | KW= | 0
New | Load.26887559_1 | Phases= | 1 | Bus1=26887559.1 | kV= | 13.2044 | XFKVA=25.000000 | PF= | 0.99994 | NumCust=3.000000 | ! | KW= | 0
New | Load.25359971_1 | Phases= | 1 | Bus1=25359971.1 | kV= | 13.2044 | XFKVA=25.000000 | PF= | 0.99994 | NumCust=3.000000 | ! | KW= | 0
New | Load.25833119_1 | Phases= | 1 | Bus1=25833119.1 | kV= | 13.2044 | XFKVA=100.000000 | PF= | 0.99994 | NumCust=6.000000 | ! | KW= | 0
New | Load.25734561_2 | Phases= | 1 | Bus1=25734561.2 | kV= | 13.2044 | XFKVA=50.000000 | PF= | 1 | NumCust=8.000000 | ! | KW= | 0
New | Load.1139895_3 | Phases= | 1 | Bus1=1139895.3 | kV= | 13.2044 | XFKVA=75.000000 | PF= | 0.99519 | NumCust=4.000000 | ! | KW= | 0
New | Load.25836854_2 | Phases= | 1 | Bus1=25836854.2 | kV= | 13.2044 | XFKVA=25.000000 | PF= | 1 | NumCust=4.000000 | ! | KW= | 0
New | Load.26119675_3 | Phases= | 1 | Bus1=26119675.3 | kV= | 13.2044 | XFKVA=15.000000 | PF= | 0.99519 | NumCust=0.000000 | ! | KW= | 0
New | Load.25833131_1 | Phases= | 1 | Bus1=25833131.1 | kV= | 13.2044 | XFKVA=50.000000 | PF= | 0.99994 | NumCust=2.000000 | ! | KW= | 0
New | Load.25784511_1 | Phases= | 1 | Bus1=25784511.1 | kV= | 13.2044 | XFKVA=100.000000 | PF= | 0.99994 | NumCust=8.000000 | ! | KW= | 0
New | Load.103645570_2 | Phases= | 1 | Bus1=103645570.2 | kV= | 13.2044 | XFKVA=75.000000 | PF= | 1 | NumCust=0.000000 | enable=F | ! | KW= | 0
New | Load.25586117_1 | Phases= | 1 | Bus1=25586117.1 | kV= | 13.2044 | XFKVA=100.000000 | PF= | 0.99994 | NumCust=8.000000 | ! | KW= | 0
New | Load.1140496_1 | Phases= | 1 | Bus1=1140496.1 | kV= | 13.2044 | XFKVA=25.000000 | PF= | 0.99994 | NumCust=2.000000 | ! | KW= | 0
New | Load.103666848_2 | Phases= | 1 | Bus1=103666848.2 | kV= | 13.2044 | XFKVA=50.000000 | PF= | 1 | NumCust=0.000000 | enable=F | ! | KW= | 0
New | Load.25734607_3 | Phases= | 1 | Bus1=25734607.3 | kV= | 13.2044 | XFKVA=50.000000 | PF= | 0.99519 | NumCust=5.000000 | ! | KW= | 0
New | Load.103383286_3 | Phases= | 1 | Bus1=103383286.3 | kV= | 13.2044 | XFKVA=50.000000 | PF= | 0.99519 | NumCust=6.000000 | ! | KW= | 0
New | Load.1140305_3 | Phases= | 1 | Bus1=1140305.3 | kV= | 13.2044 | XFKVA=25.000000 | PF= | 0.99519 | NumCust=4.000000 | ! | KW= | 0
New | Load.25836861_2 | Phases= | 1 | Bus1=25836861.2 | kV= | 13.2044 | XFKVA=25.000000 | PF= | 1 | NumCust=4.000000 | ! | KW= | 0
New | Load.25734539_2 | Phases= | 1 | Bus1=25734539.2 | kV= | 13.2044 | XFKVA=50.000000 | PF= | 1 | NumCust=5.000000 | ! | KW= | 0
New | Load.26555820_1 | Phases= | 1 | Bus1=26555820.1 | kV= | 13.2044 | XFKVA=100.000000 | PF= | 0.99994 | NumCust=12.000000 | ! | KW= | 0
New | Load.25734540_2 | Phases= | 1 | Bus1=25734540.2 | kV= | 13.2044 | XFKVA=50.000000 | PF= | 1 | NumCust=7.000000 | ! | KW= | 0
New | Load.1141078_1 | Phases= | 1 | Bus1=1141078.1 | kV= | 13.2044 | XFKVA=15.000000 | PF= | 0.99994 | NumCust=2.000000 | ! | KW= | 0
New | Load.25858576_1 | Phases= | 1 | Bus1=25858576.1 | kV= | 13.2044 | XFKVA=100.000000 | PF= | 0.99994 | NumCust=7.000000 | ! | KW= | 0
New | Load.26281716_3 | Phases= | 1 | Bus1=26281716.3 | kV= | 13.2044 | XFKVA=37.500000 | PF= | 0.99519 | NumCust=4.000000 | ! | KW= | 0
New | Load.25734587_1 | Phases= | 1 | Bus1=25734587.1 | kV= | 13.2044 | XFKVA=75.000000 | PF= | 0.99994 | NumCust=8.000000 | ! | KW= | 0
New | Load.26281720_1 | Phases= | 1 | Bus1=26281720.1 | kV= | 13.2044 | XFKVA=37.500000 | PF= | 0.99994 | NumCust=4.000000 | ! | KW= | 0
New | Load.26887563_2 | Phases= | 1 | Bus1=26887563.2 | kV= | 13.2044 | XFKVA=50.000000 | PF= | 1 | NumCust=6.000000 | ! | KW= | 0
New | Load.25426806_1 | Phases= | 1 | Bus1=25426806.1 | kV= | 13.2044 | XFKVA=100.000000 | PF= | 0.99994 | NumCust=9.000000 | ! | KW= | 0
New | Load.1105587_1 | Phases= | 1 | Bus1=1105587.1 | kV= | 13.2044 | XFKVA=25.000000 | PF= | 0.99994 | NumCust=1.000000 | ! | KW= | 0
New | Load.25497403_1 | Phases= | 1 | Bus1=25497403.1 | kV= | 13.2044 | XFKVA=100.000000 | PF= | 0.99994 | NumCust=6.000000 | ! | KW= | 0
New | Load.103626606_2 | Phases= | 1 | Bus1=103626606.2 | kV= | 13.2044 | XFKVA=100.000000 | PF= | 1 | NumCust=0.000000 | enable=F | ! | KW= | 0
New | Load.103536776_2 | Phases= | 1 | Bus1=103536776.2 | kV= | 13.2044 | XFKVA=50.000000 | PF= | 1 | NumCust=0.000000 | enable=F | ! | KW= | 0
New | Load.103359454_2 | Phases= | 1 | Bus1=103359454.2 | kV= | 13.2044 | XFKVA=50.000000 | PF= | 1 | NumCust=5.000000 | ! | KW= | 0
New | Load.26356911_1 | Phases= | 1 | Bus1=26356911.1 | kV= | 13.2044 | XFKVA=50.000000 | PF= | 0.99994 | NumCust=4.000000 | ! | KW= | 0
New | Load.103383290_3 | Phases= | 1 | Bus1=103383290.3 | kV= | 13.2044 | XFKVA=75.000000 | PF= | 0.99519 | NumCust=8.000000 | ! | KW= | 0
New | Load.26859626_1 | Phases= | 1 | Bus1=26859626.1 | kV= | 13.2044 | XFKVA=50.000000 | PF= | 0.99994 | NumCust=8.000000 | ! | KW= | 0
New | Load.103537127_1 | Phases= | 1 | Bus1=103537127.1 | kV= | 13.2044 | XFKVA=50.000000 | PF= | 0.99994 | NumCust=0.000000 | ! | KW= | 0
New | Load.25858571_1 | Phases= | 1 | Bus1=25858571.1 | kV= | 13.2044 | XFKVA=50.000000 | PF= | 0.99994 | NumCust=6.000000 | ! | KW= | 0
New | Load.26128170_2 | Phases= | 1 | Bus1=26128170.2 | kV= | 13.2044 | XFKVA=50.000000 | PF= | 1 | NumCust=6.000000 | ! | KW= | 0
New | Load.26896052_1 | Phases= | 1 | Bus1=26896052.1 | kV= | 13.2044 | XFKVA=50.000000 | PF= | 0.99994 | NumCust=4.000000 | ! | KW= | 0
New | Load.25858574_1 | Phases= | 1 | Bus1=25858574.1 | kV= | 13.2044 | XFKVA=100.000000 | PF= | 0.99994 | NumCust=8.000000 | ! | KW= | 0
New | Load.103626614_2 | Phases= | 1 | Bus1=103626614.2 | kV= | 13.2044 | XFKVA=75.000000 | PF= | 1 | NumCust=0.000000 | enable=F | ! | KW= | 0
New | Load.25858575_1 | Phases= | 1 | Bus1=25858575.1 | kV= | 13.2044 | XFKVA=50.000000 | PF= | 0.99994 | NumCust=5.000000 | ! | KW= | 0
New | Load.25631620_2 | Phases= | 1 | Bus1=25631620.2 | kV= | 13.2044 | XFKVA=167.000000 | PF= | 1 | NumCust=21.000000 | ! | KW= | 0
New | Load.26859807_1 | Phases= | 1 | Bus1=26859807.1 | kV= | 13.2044 | XFKVA=50.000000 | PF= | 0.99994 | NumCust=3.000000 | ! | KW= | 0
New | Load.103321743_1 | Phases= | 1 | Bus1=103321743.1 | kV= | 13.2044 | XFKVA=100.000000 | PF= | 0.99994 | NumCust=8.000000 | ! | KW= | 0
New | Load.25858573_1 | Phases= | 1 | Bus1=25858573.1 | kV= | 13.2044 | XFKVA=50.000000 | PF= | 0.99994 | NumCust=4.000000 | ! | KW= | 0
New | Load.25631619_2 | Phases= | 1 | Bus1=25631619.2 | kV= | 13.2044 | XFKVA=167.000000 | PF= | 1 | NumCust=35.000000 | ! | KW= | 0
New | Load.25631615_1 | Phases= | 1 | Bus1=25631615.1 | kV= | 13.2044 | XFKVA=167.000000 | PF= | 0.99994 | NumCust=1.000000 | ! | KW= | 0
New | Load.25858578_1 | Phases= | 1 | Bus1=25858578.1 | kV= | 13.2044 | XFKVA=100.000000 | PF= | 0.99994 | NumCust=8.000000 | ! | KW= | 0
New | Load.1140700_3 | Phases= | 1 | Bus1=1140700.3 | kV= | 13.2044 | XFKVA=37.500000 | PF= | 0.99519 | NumCust=0.000000 | ! | KW= | 0
New | Load.1140844_1 | Phases= | 1 | Bus1=1140844.1 | kV= | 13.2044 | XFKVA=15.000000 | PF= | 0.99994 | NumCust=0.000000 | ! | KW= | 0
New | Load.26859622_1 | Phases= | 1 | Bus1=26859622.1 | kV= | 13.2044 | XFKVA=50.000000 | PF= | 0.99994 | NumCust=7.000000 | ! | KW= | 0
New | Load.103527268_3 | Phases= | 1 | Bus1=103527268.3 | kV= | 13.2044 | XFKVA=100.000000 | PF= | 0.99519 | NumCust=5.000000 | ! | KW= | 0
New | Load.1140285_3 | Phases= | 1 | Bus1=1140285.3 | kV= | 13.2044 | XFKVA=25.000000 | PF= | 0.99519 | NumCust=1.000000 | ! | KW= | 0
New | Load.25631611_1 | Phases= | 1 | Bus1=25631611.1 | kV= | 13.2044 | XFKVA=167.000000 | PF= | 0.99994 | NumCust=32.000000 | ! | KW= | 0
New | Load.1140467_3 | Phases= | 1 | Bus1=1140467.3 | kV= | 13.2044 | XFKVA=15.000000 | PF= | 0.99519 | NumCust=1.000000 | ! | KW= | 0
New | Load.25734563_2 | Phases= | 1 | Bus1=25734563.2 | kV= | 13.2044 | XFKVA=50.000000 | PF= | 1 | NumCust=0.500000 | ! | KW= | 0
New | Load.25734563_3 | Phases= | 1 | Bus1=25734563.3 | kV= | 13.2044 | XFKVA=50.000000 | PF= | 0.99519 | NumCust=0.500000 | ! | KW= | 0
New | Load.1140511_3 | Phases= | 1 | Bus1=1140511.3 | kV= | 13.2044 | XFKVA=15.000000 | PF= | 0.99519 | NumCust=1.000000 | ! | KW= | 0
New | Load.26907383_3 | Phases= | 1 | Bus1=26907383.3 | kV= | 13.2044 | XFKVA=50.000000 | PF= | 0.99519 | NumCust=0.000000 | ! | KW= | 0
New | Load.1105452_3 | Phases= | 1 | Bus1=1105452.3 | kV= | 13.2044 | XFKVA=37.500000 | PF= | 0.99519 | NumCust=4.000000 | ! | KW= | 0
New | Load.26281718_1 | Phases= | 1 | Bus1=26281718.1 | kV= | 13.2044 | XFKVA=15.000000 | PF= | 0.99994 | NumCust=1.000000 | ! | KW= | 0
New | Load.103383297_3 | Phases= | 1 | Bus1=103383297.3 | kV= | 13.2044 | XFKVA=75.000000 | PF= | 0.99519 | NumCust=9.000000 | ! | KW= | 0
New | Load.25631613_1 | Phases= | 1 | Bus1=25631613.1 | kV= | 13.2044 | XFKVA=167.000000 | PF= | 0.99994 | NumCust=23.000000 | ! | KW= | 0
New | Load.25631612_1 | Phases= | 1 | Bus1=25631612.1 | kV= | 13.2044 | XFKVA=167.000000 | PF= | 0.99994 | NumCust=20.000000 | ! | KW= | 0
New | Load.1105038_1 | Phases= | 1 | Bus1=1105038.1 | kV= | 13.2044 | XFKVA=37.500000 | PF= | 0.99994 | NumCust=0.000000 | ! | KW= | 0
New | Load.25359989_1 | Phases= | 1 | Bus1=25359989.1 | kV= | 13.2044 | XFKVA=25.000000 | PF= | 0.99994 | NumCust=5.000000 | ! | KW= | 0
New | Load.1106212_3 | Phases= | 1 | Bus1=1106212.3 | kV= | 13.2044 | XFKVA=15.000000 | PF= | 0.99519 | NumCust=2.000000 | ! | KW= | 0
New | Load.25025000_3 | Phases= | 1 | Bus1=25025000.3 | kV= | 13.2044 | XFKVA=25.000000 | PF= | 0.99519 | NumCust=1.000000 | ! | KW= | 0
New | Load.103536773_2 | Phases= | 1 | Bus1=103536773.2 | kV= | 13.2044 | XFKVA=50.000000 | PF= | 1 | NumCust=0.000000 | enable=F | ! | KW= | 0
New | Load.25024991_3 | Phases= | 1 | Bus1=25024991.3 | kV= | 13.2044 | XFKVA=50.000000 | PF= | 0.99519 | NumCust=3.000000 | ! | KW= | 0
New | Load.1105450_3 | Phases= | 1 | Bus1=1105450.3 | kV= | 13.2044 | XFKVA=37.500000 | PF= | 0.99519 | NumCust=4.000000 | ! | KW= | 0
New | Load.103537114_1 | Phases= | 1 | Bus1=103537114.1 | kV= | 13.2044 | XFKVA=50.000000 | PF= | 0.99994 | NumCust=0.000000 | enable=F | ! | KW= | 0
New | Load.1139951_3 | Phases= | 1 | Bus1=1139951.3 | kV= | 13.2044 | XFKVA=75.000000 | PF= | 0.99519 | NumCust=7.000000 | ! | KW= | 0
New | Load.25885367_1 | Phases= | 1 | Bus1=25885367.1 | kV= | 13.2044 | XFKVA=10.000000 | PF= | 0.99994 | NumCust=0.000000 | ! | KW= | 0
New | Load.1140071_3 | Phases= | 1 | Bus1=1140071.3 | kV= | 13.2044 | XFKVA=50.000000 | PF= | 0.99519 | NumCust=7.000000 | ! | KW= | 0
New | Load.103383294_3 | Phases= | 1 | Bus1=103383294.3 | kV= | 13.2044 | XFKVA=100.000000 | PF= | 0.99519 | NumCust=10.000000 | ! | KW= | 0
New | Load.25360255_3 | Phases= | 1 | Bus1=25360255.3 | kV= | 13.2044 | XFKVA=50.000000 | PF= | 0.99519 | NumCust=9.000000 | ! | KW= | 0
New | Load.103537129_1 | Phases= | 1 | Bus1=103537129.1 | kV= | 13.2044 | XFKVA=50.000000 | PF= | 0.99994 | NumCust=6.000000 | ! | KW= | 0
New | Load.1104997_1 | Phases= | 1 | Bus1=1104997.1 | kV= | 13.2044 | XFKVA=25.000000 | PF= | 0.99994 | NumCust=0.333000 | ! | KW= | 0
New | Load.1104997_2 | Phases= | 1 | Bus1=1104997.2 | kV= | 13.2044 | XFKVA=25.000000 | PF= | 1 | NumCust=0.333000 | ! | KW= | 0
New | Load.1104997_3 | Phases= | 1 | Bus1=1104997.3 | kV= | 13.2044 | XFKVA=25.000000 | PF= | 0.99519 | NumCust=0.333000 | ! | KW= | 0
New | Load.1140272_3 | Phases= | 1 | Bus1=1140272.3 | kV= | 13.2044 | XFKVA=37.500000 | PF= | 0.99519 | NumCust=4.000000 | ! | KW= | 0
!New | Load.103649892_1 | Phases= | 1 | Bus1=103649892.1 | kV= | 13.2044 | XFKVA=75.000000 | PF= | 0.99994 | NumCust=0.000000 | enable=F | ! | KW= | 0
New | Load.1106141_3 | Phases= | 1 | Bus1=1106141.3 | kV= | 13.2044 | XFKVA=25.000000 | PF= | 0.99519 | NumCust=2.000000 | ! | KW= | 0
New | Load.103117923_1 | Phases= | 1 | Bus1=103117923.1 | kV= | 13.2044 | XFKVA=37.500000 | PF= | 0.99994 | NumCust=0.000000 | ! | KW= | 0
New | Load.103413069_2 | Phases= | 1 | Bus1=103413069.2 | kV= | 13.2044 | XFKVA=50.000000 | PF= | 1 | NumCust=0.000000 | ! | KW= | 0
New | Load.103307205_1 | Phases= | 1 | Bus1=103307205.1 | kV= | 13.2044 | XFKVA=75.000000 | PF= | 0.99994 | NumCust=6.000000 | ! | KW= | 0
New | Load.26887525_2 | Phases= | 1 | Bus1=26887525.2 | kV= | 13.2044 | XFKVA=50.000000 | PF= | 1 | NumCust=4.000000 | ! | KW= | 0
New | Load.25734559_2 | Phases= | 1 | Bus1=25734559.2 | kV= | 13.2044 | XFKVA=50.000000 | PF= | 1 | NumCust=9.000000 | ! | KW= | 0
!New | Load.103649896_1 | Phases= | 1 | Bus1=103649896.1 | kV= | 13.2044 | XFKVA=75.000000 | PF= | 0.99994 | NumCust=0.000000 | enable=F | ! | KW= | 0
New | Load.25836862_2 | Phases= | 1 | Bus1=25836862.2 | kV= | 13.2044 | XFKVA=50.000000 | PF= | 1 | NumCust=6.000000 | ! | KW= | 0
New | Load.25876078_3 | Phases= | 1 | Bus1=25876078.3 | kV= | 13.2044 | XFKVA=100.000000 | PF= | 0.99519 | NumCust=10.000000 | ! | KW= | 0
New | Load.25734586_1 | Phases= | 1 | Bus1=25734586.1 | kV= | 13.2044 | XFKVA=75.000000 | PF= | 0.99994 | NumCust=8.000000 | ! | KW= | 0
New | Load.26776425_1 | Phases= | 1 | Bus1=26776425.1 | kV= | 13.2044 | XFKVA=50.000000 | PF= | 0.99994 | NumCust=2.000000 | ! | KW= | 0
New | Load.25734566_3 | Phases= | 1 | Bus1=25734566.3 | kV= | 13.2044 | XFKVA=50.000000 | PF= | 0.99519 | NumCust=7.000000 | ! | KW= | 0
New | Load.25734569_3 | Phases= | 1 | Bus1=25734569.3 | kV= | 13.2044 | XFKVA=50.000000 | PF= | 0.99519 | NumCust=6.000000 | ! | KW= | 0
New | Load.25743423_3 | Phases= | 1 | Bus1=25743423.3 | kV= | 13.2044 | XFKVA=50.000000 | PF= | 0.99519 | NumCust=7.000000 | ! | KW= | 0
New | Load.25743424_3 | Phases= | 1 | Bus1=25743424.3 | kV= | 13.2044 | XFKVA=50.000000 | PF= | 0.99519 | NumCust=4.000000 | ! | KW= | 0
New | Load.25734568_3 | Phases= | 1 | Bus1=25734568.3 | kV= | 13.2044 | XFKVA=50.000000 | PF= | 0.99519 | NumCust=6.000000 | ! | KW= | 0
New | Load.103265085_3 | Phases= | 1 | Bus1=103265085.3 | kV= | 13.2044 | XFKVA=50.000000 | PF= | 0.99519 | NumCust=7.000000 | ! | KW= | 0
New | Load.25024996_3 | Phases= | 1 | Bus1=25024996.3 | kV= | 13.2044 | XFKVA=25.000000 | PF= | 0.99519 | NumCust=0.000000 | ! | KW= | 0
New | Load.1140809_1 | Phases= | 1 | Bus1=1140809.1 | kV= | 13.2044 | XFKVA=15.000000 | PF= | 0.99994 | NumCust=1.000000 | ! | KW= | 0
New | Load.25734534_2 | Phases= | 1 | Bus1=25734534.2 | kV= | 13.2044 | XFKVA=50.000000 | PF= | 1 | NumCust=7.000000 | ! | KW= | 0
New | Load.26281717_3 | Phases= | 1 | Bus1=26281717.3 | kV= | 13.2044 | XFKVA=15.000000 | PF= | 0.99519 | NumCust=1.000000 | ! | KW= | 0
New | Load.26555768_2 | Phases= | 1 | Bus1=26555768.2 | kV= | 13.2044 | XFKVA=50.000000 | PF= | 1 | NumCust=7.000000 | ! | KW= | 0
New | Load.1104989_3 | Phases= | 1 | Bus1=1104989.3 | kV= | 13.2044 | XFKVA=15.000000 | PF= | 0.99519 | NumCust=1.000000 | ! | KW= | 0
New | Load.103306288_1 | Phases= | 1 | Bus1=103306288.1 | kV= | 13.2044 | XFKVA=100.000000 | PF= | 0.99994 | NumCust=7.000000 | ! | KW= | 0
New | Load.1104965_2 | Phases= | 1 | Bus1=1104965.2 | kV= | 13.2044 | XFKVA=15.000000 | PF= | 1 | NumCust=0.000000 | ! | KW= | 0
New | Load.1105687_3 | Phases= | 1 | Bus1=1105687.3 | kV= | 13.2044 | XFKVA=10.000000 | PF= | 0.99519 | NumCust=0.000000 | ! | KW= | 0
New | Load.26709835_1 | Phases= | 1 | Bus1=26709835.1 | kV= | 13.2044 | XFKVA=100.000000 | PF= | 0.99994 | NumCust=6.000000 | ! | KW= | 0
New | Load.25876077_3 | Phases= | 1 | Bus1=25876077.3 | kV= | 13.2044 | XFKVA=100.000000 | PF= | 0.99519 | NumCust=9.000000 | ! | KW= | 0
New | Load.1139948_3 | Phases= | 1 | Bus1=1139948.3 | kV= | 13.2044 | XFKVA=50.000000 | PF= | 0.99519 | NumCust=6.000000 | ! | KW= | 0
New | Load.1140698_3 | Phases= | 1 | Bus1=1140698.3 | kV= | 13.2044 | XFKVA=37.500000 | PF= | 0.99519 | NumCust=0.000000 | ! | KW= | 0
New | Load.25879306_1 | Phases= | 1 | Bus1=25879306.1 | kV= | 13.2044 | XFKVA=15.000000 | PF= | 0.99994 | NumCust=2.000000 | ! | KW= | 0
New | Load.25111712_1 | Phases= | 1 | Bus1=25111712.1 | kV= | 13.2044 | XFKVA=75.000000 | PF= | 0.99994 | NumCust=2.000000 | ! | KW= | 0
New | Load.1140124_2 | Phases= | 1 | Bus1=1140124.2 | kV= | 13.2044 | XFKVA=15.000000 | PF= | 1 | NumCust=2.000000 | ! | KW= | 0
New | Load.1140220_3 | Phases= | 1 | Bus1=1140220.3 | kV= | 13.2044 | XFKVA=25.000000 | PF= | 0.99519 | NumCust=3.000000 | ! | KW= | 0
New | Load.1140114_1 | Phases= | 1 | Bus1=1140114.1 | kV= | 13.2044 | XFKVA=50.000000 | PF= | 0.99994 | NumCust=3.000000 | ! | KW= | 0
New | Load.1140456_3 | Phases= | 1 | Bus1=1140456.3 | kV= | 13.2044 | XFKVA=15.000000 | PF= | 0.99519 | NumCust=4.000000 | ! | KW= | 0
New | Load.1140078_1 | Phases= | 1 | Bus1=1140078.1 | kV= | 13.2044 | XFKVA=37.500000 | PF= | 0.99994 | NumCust=5.000000 | ! | KW= | 0
New | Load.26027072_3 | Phases= | 1 | Bus1=26027072.3 | kV= | 13.2044 | XFKVA=10.000000 | PF= | 0.99519 | NumCust=1.000000 | ! | KW= | 0
New | Load.25360338_3 | Phases= | 1 | Bus1=25360338.3 | kV= | 13.2044 | XFKVA=25.000000 | PF= | 0.99519 | NumCust=5.000000 | ! | KW= | 0
New | Load.25734598_1 | Phases= | 1 | Bus1=25734598.1 | kV= | 13.2044 | XFKVA=25.000000 | PF= | 0.99994 | NumCust=2.500000 | ! | KW= | 0
New | Load.25734598_3 | Phases= | 1 | Bus1=25734598.3 | kV= | 13.2044 | XFKVA=37.500000 | PF= | 0.99519 | NumCust=2.500000 | ! | KW= | 0
!New | Load.103649884_1 | Phases= | 1 | Bus1=103649884.1 | kV= | 13.2044 | XFKVA=75.000000 | PF= | 0.99994 | NumCust=0.000000 | enable=F | ! | KW= | 0
New | Load.25885434_1 | Phases= | 1 | Bus1=25885434.1 | kV= | 13.2044 | XFKVA=15.000000 | PF= | 0.99994 | NumCust=2.000000 | ! | KW= | 0
New | Load.25631614_1 | Phases= | 1 | Bus1=25631614.1 | kV= | 13.2044 | XFKVA=167.000000 | PF= | 0.99994 | NumCust=32.000000 | ! | KW= | 0
New | Load.103359060_1 | Phases= | 1 | Bus1=103359060.1 | kV= | 13.2044 | XFKVA=75.000000 | PF= | 0.99994 | NumCust=5.000000 | ! | KW= | 0
New | Load.26709824_2 | Phases= | 1 | Bus1=26709824.2 | kV= | 13.2044 | XFKVA=50.000000 | PF= | 1 | NumCust=5.000000 | ! | KW= | 0
New | Load.103294688_1 | Phases= | 1 | Bus1=103294688.1 | kV= | 13.2044 | XFKVA=75.000000 | PF= | 0.99994 | NumCust=0.000000 | ! | KW= | 0
New | Load.1105210_3 | Phases= | 1 | Bus1=1105210.3 | kV= | 13.2044 | XFKVA=50.000000 | PF= | 0.99519 | NumCust=5.000000 | ! | KW= | 0
New | Load.25360263_1 | Phases= | 1 | Bus1=25360263.1 | kV= | 13.2044 | XFKVA=50.000000 | PF= | 0.99994 | NumCust=11.000000 | ! | KW= | 0
New | Load.103249189_1 | Phases= | 1 | Bus1=103249189.1 | kV= | 13.2044 | XFKVA=75.000000 | PF= | 0.99994 | NumCust=7.000000 | ! | KW= | 0
New | Load.1140149_3 | Phases= | 1 | Bus1=1140149.3 | kV= | 13.2044 | XFKVA=50.000000 | PF= | 0.99519 | NumCust=6.000000 | ! | KW= | 0
New | Load.25894028_2 | Phases= | 1 | Bus1=25894028.2 | kV= | 13.2044 | XFKVA=50.000000 | PF= | 1 | NumCust=0.333000 | ! | KW= | 0
New | Load.25894028_3 | Phases= | 1 | Bus1=25894028.3 | kV= | 13.2044 | XFKVA=50.000000 | PF= | 0.99519 | NumCust=0.333000 | ! | KW= | 0
New | Load.25894028_1 | Phases= | 1 | Bus1=25894028.1 | kV= | 13.2044 | XFKVA=50.000000 | PF= | 0.99994 | NumCust=0.333000 | ! | KW= | 0
New | Load.25747796_3 | Phases= | 1 | Bus1=25747796.3 | kV= | 13.2044 | XFKVA=50.000000 | PF= | 0.99519 | NumCust=5.000000 | ! | KW= | 0
New | Load.1140165_3 | Phases= | 1 | Bus1=1140165.3 | kV= | 13.2044 | XFKVA=50.000000 | PF= | 0.99519 | NumCust=4.000000 | ! | KW= | 0
New | Load.1140163_3 | Phases= | 1 | Bus1=1140163.3 | kV= | 13.2044 | XFKVA=50.000000 | PF= | 0.99519 | NumCust=5.000000 | ! | KW= | 0
New | Load.26387805_2 | Phases= | 1 | Bus1=26387805.2 | kV= | 13.2044 | XFKVA=100.000000 | PF= | 1 | NumCust=12.000000 | ! | KW= | 0
New | Load.26555743_2 | Phases= | 1 | Bus1=26555743.2 | kV= | 13.2044 | XFKVA=50.000000 | PF= | 1 | NumCust=9.000000 | ! | KW= | 0
New | Load.1104968_2 | Phases= | 1 | Bus1=1104968.2 | kV= | 13.2044 | XFKVA=25.000000 | PF= | 1 | NumCust=1.000000 | ! | KW= | 0
New | Load.26709751_3 | Phases= | 1 | Bus1=26709751.3 | kV= | 13.2044 | XFKVA=100.000000 | PF= | 0.99519 | NumCust=6.000000 | ! | KW= | 0
New | Load.103072055_2 | Phases= | 1 | Bus1=103072055.2 | kV= | 13.2044 | XFKVA=25.000000 | PF= | 1 | NumCust=1.000000 | ! | KW= | 0
New | Load.25360252_3 | Phases= | 1 | Bus1=25360252.3 | kV= | 13.2044 | XFKVA=50.000000 | PF= | 0.99519 | NumCust=9.000000 | ! | KW= | 0
New | Load.1106162_3 | Phases= | 1 | Bus1=1106162.3 | kV= | 13.2044 | XFKVA=25.000000 | PF= | 0.99519 | NumCust=3.000000 | ! | KW= | 0
New | Load.26387839_1 | Phases= | 1 | Bus1=26387839.1 | kV= | 13.2044 | XFKVA=50.000000 | PF= | 0.99994 | NumCust=10.000000 | ! | KW= | 0
New | Load.26679488_1 | Phases= | 1 | Bus1=26679488.1 | kV= | 13.2044 | XFKVA=100.000000 | PF= | 0.99994 | NumCust=8.000000 | ! | KW= | 0
New | Load.25360253_3 | Phases= | 1 | Bus1=25360253.3 | kV= | 13.2044 | XFKVA=50.000000 | PF= | 0.99519 | NumCust=7.000000 | ! | KW= | 0
New | Load.26709738_3 | Phases= | 1 | Bus1=26709738.3 | kV= | 13.2044 | XFKVA=50.000000 | PF= | 0.99519 | NumCust=2.000000 | ! | KW= | 0
New | Load.103249181_1 | Phases= | 1 | Bus1=103249181.1 | kV= | 13.2044 | XFKVA=75.000000 | PF= | 0.99994 | NumCust=8.000000 | ! | KW= | 0
New | Load.1140222_3 | Phases= | 1 | Bus1=1140222.3 | kV= | 13.2044 | XFKVA=25.000000 | PF= | 0.99519 | NumCust=2.000000 | ! | KW= | 0
New | Load.26709803_3 | Phases= | 1 | Bus1=26709803.3 | kV= | 13.2044 | XFKVA=100.000000 | PF= | 0.99519 | NumCust=6.000000 | ! | KW= | 0
New | Load.1105379_3 | Phases= | 1 | Bus1=1105379.3 | kV= | 13.2044 | XFKVA=50.000000 | PF= | 0.99519 | NumCust=5.000000 | ! | KW= | 0
New | Load.103249185_1 | Phases= | 1 | Bus1=103249185.1 | kV= | 13.2044 | XFKVA=50.000000 | PF= | 0.99994 | NumCust=4.000000 | ! | KW= | 0
New | Load.1140051_1 | Phases= | 1 | Bus1=1140051.1 | kV= | 13.2044 | XFKVA=75.000000 | PF= | 0.99994 | NumCust=9.000000 | ! | KW= | 0
New | Load.25836870_2 | Phases= | 1 | Bus1=25836870.2 | kV= | 13.2044 | XFKVA=25.000000 | PF= | 1 | NumCust=4.000000 | ! | KW= | 0
New | Load.26887562_2 | Phases= | 1 | Bus1=26887562.2 | kV= | 13.2044 | XFKVA=50.000000 | PF= | 1 | NumCust=7.000000 | ! | KW= | 0
New | Load.1140453_3 | Phases= | 1 | Bus1=1140453.3 | kV= | 13.2044 | XFKVA=37.500000 | PF= | 0.99519 | NumCust=3.000000 | ! | KW= | 0
New | Load.1106220_3 | Phases= | 1 | Bus1=1106220.3 | kV= | 13.2044 | XFKVA=37.500000 | PF= | 0.99519 | NumCust=4.000000 | ! | KW= | 0
New | Load.25734535_2 | Phases= | 1 | Bus1=25734535.2 | kV= | 13.2044 | XFKVA=50.000000 | PF= | 1 | NumCust=7.000000 | ! | KW= | 0
New | Load.25426802_1 | Phases= | 1 | Bus1=25426802.1 | kV= | 13.2044 | XFKVA=100.000000 | PF= | 0.99994 | NumCust=8.000000 | ! | KW= | 0
New | Load.103265082_3 | Phases= | 1 | Bus1=103265082.3 | kV= | 13.2044 | XFKVA=75.000000 | PF= | 0.99519 | NumCust=8.000000 | ! | KW= | 0
New | Load.26887569_3 | Phases= | 1 | Bus1=26887569.3 | kV= | 13.2044 | XFKVA=25.000000 | PF= | 0.99519 | NumCust=4.000000 | ! | KW= | 0
!New | Load.103649888_1 | Phases= | 1 | Bus1=103649888.1 | kV= | 13.2044 | XFKVA=75.000000 | PF= | 0.99994 | NumCust=0.000000 | enable=F | ! | KW= | 0
New | Load.25734536_2 | Phases= | 1 | Bus1=25734536.2 | kV= | 13.2044 | XFKVA=50.000000 | PF= | 1 | NumCust=6.000000 | ! | KW= | 0
New | Load.25836872_2 | Phases= | 1 | Bus1=25836872.2 | kV= | 13.2044 | XFKVA=50.000000 | PF= | 1 | NumCust=6.000000 | ! | KW= | 0
New | Load.25734537_2 | Phases= | 1 | Bus1=25734537.2 | kV= | 13.2044 | XFKVA=50.000000 | PF= | 1 | NumCust=5.000000 | ! | KW= | 0
New | Load.103359067_1 | Phases= | 1 | Bus1=103359067.1 | kV= | 13.2044 | XFKVA=75.000000 | PF= | 0.99994 | NumCust=7.000000 | ! | KW= | 0
New | Load.1141306_3 | Phases= | 1 | Bus1=1141306.3 | kV= | 13.2044 | XFKVA=15.000000 | PF= | 0.99519 | NumCust=1.000000 | ! | KW= | 0
New | Load.25360260_3 | Phases= | 1 | Bus1=25360260.3 | kV= | 13.2044 | XFKVA=50.000000 | PF= | 0.99519 | NumCust=10.000000 | ! | KW= | 0
New | Load.25734538_2 | Phases= | 1 | Bus1=25734538.2 | kV= | 13.2044 | XFKVA=50.000000 | PF= | 1 | NumCust=4.000000 | ! | KW= | 0
New | Load.1104945_2 | Phases= | 1 | Bus1=1104945.2 | kV= | 13.2044 | XFKVA=37.500000 | PF= | 1 | NumCust=4.000000 | ! | KW= | 0
New | Load.1105149_3 | Phases= | 1 | Bus1=1105149.3 | kV= | 13.2044 | XFKVA=50.000000 | PF= | 0.99519 | NumCust=2.000000 | ! | KW= | 0
New | Load.103265081_3 | Phases= | 1 | Bus1=103265081.3 | kV= | 13.2044 | XFKVA=50.000000 | PF= | 0.99519 | NumCust=6.000000 | ! | KW= | 0
New | Load.26128186_2 | Phases= | 1 | Bus1=26128186.2 | kV= | 13.2044 | XFKVA=50.000000 | PF= | 1 | NumCust=7.000000 | ! | KW= | 0
New | Load.26281693_1 | Phases= | 1 | Bus1=26281693.1 | kV= | 13.2044 | XFKVA=10.000000 | PF= | 0.99994 | NumCust=0.000000 | ! | KW= | 0
New | Load.26859625_1 | Phases= | 1 | Bus1=26859625.1 | kV= | 13.2044 | XFKVA=50.000000 | PF= | 0.99994 | NumCust=6.000000 | ! | KW= | 0
New | Load.26356906_1 | Phases= | 1 | Bus1=26356906.1 | kV= | 13.2044 | XFKVA=50.000000 | PF= | 0.99994 | NumCust=5.000000 | ! | KW= | 0
New | Load.103016847_2 | Phases= | 1 | Bus1=103016847.2 | kV= | 13.2044 | XFKVA=50.000000 | PF= | 1 | NumCust=0.000000 | ! | KW= | 0
New | Load.26896049_1 | Phases= | 1 | Bus1=26896049.1 | kV= | 13.2044 | XFKVA=50.000000 | PF= | 0.99994 | NumCust=1.000000 | ! | KW= | 0
New | Load.25111713_1 | Phases= | 1 | Bus1=25111713.1 | kV= | 13.2044 | XFKVA=37.500000 | PF= | 0.99994 | NumCust=3.000000 | ! | KW= | 0
New | Load.25734533_3 | Phases= | 1 | Bus1=25734533.3 | kV= | 13.2044 | XFKVA=100.000000 | PF= | 0.99519 | NumCust=3.000000 | ! | KW= | 0
New | Load.1140293_2 | Phases= | 1 | Bus1=1140293.2 | kV= | 13.2044 | XFKVA=75.000000 | PF= | 1 | NumCust=8.000000 | ! | KW= | 0
New | Load.103016834_2 | Phases= | 1 | Bus1=103016834.2 | kV= | 13.2044 | XFKVA=50.000000 | PF= | 1 | NumCust=0.000000 | ! | KW= | 0
New | Load.1106088_3 | Phases= | 1 | Bus1=1106088.3 | kV= | 13.2044 | XFKVA=15.000000 | PF= | 0.99519 | NumCust=1.000000 | ! | KW= | 0
New | Load.1105420_3 | Phases= | 1 | Bus1=1105420.3 | kV= | 13.2044 | XFKVA=50.000000 | PF= | 0.99519 | NumCust=5.000000 | ! | KW= | 0
New | Load.26065905_1 | Phases= | 1 | Bus1=26065905.1 | kV= | 13.2044 | XFKVA=100.000000 | PF= | 0.99994 | NumCust=9.000000 | ! | KW= | 0
New | Load.1105334_3 | Phases= | 1 | Bus1=1105334.3 | kV= | 13.2044 | XFKVA=50.000000 | PF= | 0.99519 | NumCust=6.000000 | ! | KW= | 0
New | Load.1140190_3 | Phases= | 1 | Bus1=1140190.3 | kV= | 13.2044 | XFKVA=25.000000 | PF= | 0.99519 | NumCust=3.000000 | ! | KW= | 0
New | Load.25631621_2 | Phases= | 1 | Bus1=25631621.2 | kV= | 13.2044 | XFKVA=167.000000 | PF= | 1 | NumCust=32.000000 | ! | KW= | 0
New | Load.26907382_3 | Phases= | 1 | Bus1=26907382.3 | kV= | 13.2044 | XFKVA=50.000000 | PF= | 0.99519 | NumCust=0.000000 | ! | KW= | 0
New | Load.1141081_1 | Phases= | 1 | Bus1=1141081.1 | kV= | 13.2044 | XFKVA=25.000000 | PF= | 0.99994 | NumCust=4.000000 | ! | KW= | 0
New | Load.25734599_3 | Phases= | 1 | Bus1=25734599.3 | kV= | 13.2044 | XFKVA=75.000000 | PF= | 0.99519 | NumCust=5.000000 | ! | KW= | 0
New | Load.1140682_3 | Phases= | 1 | Bus1=1140682.3 | kV= | 13.2044 | XFKVA=15.000000 | PF= | 0.99519 | NumCust=1.000000 | ! | KW= | 0
New | Load.103527276_2 | Phases= | 1 | Bus1=103527276.2 | kV= | 13.2044 | XFKVA=100.000000 | PF= | 1 | NumCust=1.000000 | ! | KW= | 0
New | Load.26896057_1 | Phases= | 1 | Bus1=26896057.1 | kV= | 13.2044 | XFKVA=50.000000 | PF= | 0.99994 | NumCust=0.000000 | ! | KW= | 0
New | Load.25734595_1 | Phases= | 1 | Bus1=25734595.1 | kV= | 13.2044 | XFKVA=25.000000 | PF= | 0.99994 | NumCust=3.000000 | ! | KW= | 0
New | Load.1140860_1 | Phases= | 1 | Bus1=1140860.1 | kV= | 13.2044 | XFKVA=25.000000 | PF= | 0.99994 | NumCust=3.000000 | ! | KW= | 0
New | Load.1106152_3 | Phases= | 1 | Bus1=1106152.3 | kV= | 13.2044 | XFKVA=25.000000 | PF= | 0.99519 | NumCust=4.000000 | ! | KW= | 0
New | Load.26284348_1 | Phases= | 1 | Bus1=26284348.1 | kV= | 13.2044 | XFKVA=25.000000 | PF= | 0.99994 | NumCust=1.000000 | ! | KW= | 0
New | Load.25836873_2 | Phases= | 1 | Bus1=25836873.2 | kV= | 13.2044 | XFKVA=25.000000 | PF= | 1 | NumCust=2.000000 | ! | KW= | 0
New | Load.1139946_3 | Phases= | 1 | Bus1=1139946.3 | kV= | 13.2044 | XFKVA=75.000000 | PF= | 0.99519 | NumCust=6.000000 | ! | KW= | 0
New | Load.26485021_1 | Phases= | 1 | Bus1=26485021.1 | kV= | 13.2044 | XFKVA=25.000000 | PF= | 0.99994 | NumCust=3.000000 | ! | KW= | 0
New | Load.25490381_2 | Phases= | 1 | Bus1=25490381.2 | kV= | 13.2044 | XFKVA=50.000000 | PF= | 1 | NumCust=9.000000 | ! | KW= | 0
New | Load.25360251_3 | Phases= | 1 | Bus1=25360251.3 | kV= | 13.2044 | XFKVA=50.000000 | PF= | 0.99519 | NumCust=10.000000 | ! | KW= | 0
New | Load.25734524_3 | Phases= | 1 | Bus1=25734524.3 | kV= | 13.2044 | XFKVA=25.000000 | PF= | 0.99519 | NumCust=1.000000 | ! | KW= | 0
New | Load.25360352_3 | Phases= | 1 | Bus1=25360352.3 | kV= | 13.2044 | XFKVA=50.000000 | PF= | 0.99519 | NumCust=9.000000 | ! | KW= | 0
New | Load.1140819_1 | Phases= | 1 | Bus1=1140819.1 | kV= | 13.2044 | XFKVA=25.000000 | PF= | 0.99994 | NumCust=3.000000 | ! | KW= | 0
New | Load.1140283_3 | Phases= | 1 | Bus1=1140283.3 | kV= | 13.2044 | XFKVA=25.000000 | PF= | 0.99519 | NumCust=2.000000 | ! | KW= | 0
New | Load.26499104_2 | Phases= | 1 | Bus1=26499104.2 | kV= | 13.2044 | XFKVA=37.500000 | PF= | 1 | NumCust=1.000000 | ! | KW= | 0
New | Load.26499104_3 | Phases= | 1 | Bus1=26499104.3 | kV= | 13.2044 | XFKVA=75.000000 | PF= | 0.99519 | NumCust=1.000000 | ! | KW= | 0
New | Load.1104683_1 | Phases= | 1 | Bus1=1104683.1 | kV= | 13.2044 | XFKVA=10.000000 | PF= | 0.99994 | NumCust=1.000000 | ! | KW= | 0
New | Load.25734590_1 | Phases= | 1 | Bus1=25734590.1 | kV= | 13.2044 | XFKVA=37.500000 | PF= | 0.99994 | NumCust=3.000000 | ! | KW= | 0
New | Load.25734637_3 | Phases= | 1 | Bus1=25734637.3 | kV= | 13.2044 | XFKVA=100.000000 | PF= | 0.99519 | NumCust=5.000000 | ! | KW= | 0
New | Load.25173482_1 | Phases= | 1 | Bus1=25173482.1 | kV= | 13.2044 | XFKVA=25.000000 | PF= | 0.99994 | NumCust=0.000000 | ! | KW= | 0
New | Load.25173482_2 | Phases= | 1 | Bus1=25173482.2 | kV= | 13.2044 | XFKVA=25.000000 | PF= | 1 | NumCust=0.000000 | ! | KW= | 0
New | Load.25173482_3 | Phases= | 1 | Bus1=25173482.3 | kV= | 13.2044 | XFKVA=25.000000 | PF= | 0.99519 | NumCust=0.000000 | ! | KW= | 0
New | Load.26887524_2 | Phases= | 1 | Bus1=26887524.2 | kV= | 13.2044 | XFKVA=50.000000 | PF= | 1 | NumCust=5.000000 | ! | KW= | 0
New | Load.25836864_2 | Phases= | 1 | Bus1=25836864.2 | kV= | 13.2044 | XFKVA=25.000000 | PF= | 1 | NumCust=0.000000 | ! | KW= | 0
New | Load.103041526_1 | Phases= | 1 | Bus1=103041526.1 | kV= | 13.2044 | XFKVA=25.000000 | PF= | 0.99994 | NumCust=0.000000 | ! | KW= | 0
New | Load.26281715_3 | Phases= | 1 | Bus1=26281715.3 | kV= | 13.2044 | XFKVA=25.000000 | PF= | 0.99519 | NumCust=2.000000 | ! | KW= | 0
New | Load.25734567_3 | Phases= | 1 | Bus1=25734567.3 | kV= | 13.2044 | XFKVA=25.000000 | PF= | 0.99519 | NumCust=2.000000 | ! | KW= | 0
New | Load.25876081_3 | Phases= | 1 | Bus1=25876081.3 | kV= | 13.2044 | XFKVA=100.000000 | PF= | 0.99519 | NumCust=7.000000 | ! | KW= | 0
New | Load.1106193_3 | Phases= | 1 | Bus1=1106193.3 | kV= | 13.2044 | XFKVA=37.500000 | PF= | 0.99519 | NumCust=3.000000 | ! | KW= | 0
New | Load.26555774_2 | Phases= | 1 | Bus1=26555774.2 | kV= | 13.2044 | XFKVA=50.000000 | PF= | 1 | NumCust=9.000000 | ! | KW= | 0
New | Load.26555750_2 | Phases= | 1 | Bus1=26555750.2 | kV= | 13.2044 | XFKVA=50.000000 | PF= | 1 | NumCust=7.000000 | ! | KW= | 0
New | Load.26870214_1 | Phases= | 1 | Bus1=26870214.1 | kV= | 13.2044 | XFKVA=25.000000 | PF= | 0.99994 | NumCust=0.000000 | ! | KW= | 0
New | Load.103527272_1 | Phases= | 1 | Bus1=103527272.1 | kV= | 13.2044 | XFKVA=100.000000 | PF= | 0.99994 | NumCust=1.000000 | ! | KW= | 0
New | Load.26331052_1 | Phases= | 1 | Bus1=26331052.1 | kV= | 13.2044 | XFKVA=50.000000 | PF= | 0.99994 | NumCust=0.667000 | ! | KW= | 0
New | Load.26331052_2 | Phases= | 1 | Bus1=26331052.2 | kV= | 13.2044 | XFKVA=50.000000 | PF= | 1 | NumCust=0.667000 | ! | KW= | 0
New | Load.26331052_3 | Phases= | 1 | Bus1=26331052.3 | kV= | 13.2044 | XFKVA=50.000000 | PF= | 0.99519 | NumCust=0.667000 | ! | KW= | 0
New | Load.26281704_1 | Phases= | 1 | Bus1=26281704.1 | kV= | 13.2044 | XFKVA=15.000000 | PF= | 0.99994 | NumCust=1.000000 | ! | KW= | 0
New | Load.1105733_3 | Phases= | 1 | Bus1=1105733.3 | kV= | 13.2044 | XFKVA=25.000000 | PF= | 0.99519 | NumCust=4.000000 | ! | KW= | 0
New | Load.1104929_2 | Phases= | 1 | Bus1=1104929.2 | kV= | 13.2044 | XFKVA=37.500000 | PF= | 1 | NumCust=1.000000 | ! | KW= | 0
New | Load.25024997_3 | Phases= | 1 | Bus1=25024997.3 | kV= | 13.2044 | XFKVA=25.000000 | PF= | 0.99519 | NumCust=5.000000 | ! | KW= | 0
New | Load.1140782_1 | Phases= | 1 | Bus1=1140782.1 | kV= | 13.2044 | XFKVA=25.000000 | PF= | 0.99994 | NumCust=1.000000 | ! | KW= | 0
New | Load.26555845_1 | Phases= | 1 | Bus1=26555845.1 | kV= | 13.2044 | XFKVA=50.000000 | PF= | 0.99994 | NumCust=7.000000 | ! | KW= | 0
New | Load.1140825_1 | Phases= | 1 | Bus1=1140825.1 | kV= | 13.2044 | XFKVA=15.000000 | PF= | 0.99994 | NumCust=3.000000 | ! | KW= | 0
New | Load.103571152_1 | Phases= | 1 | Bus1=103571152.1 | kV= | 13.2044 | XFKVA=75.000000 | PF= | 0.99994 | NumCust=3.000000 | enable=F | ! | KW= | 0
New | Load.103108310_1 | Phases= | 1 | Bus1=103108310.1 | kV= | 13.2044 | XFKVA=25.000000 | PF= | 0.99994 | NumCust=1.333000 | ! | KW= | 0
New | Load.103108310_2 | Phases= | 1 | Bus1=103108310.2 | kV= | 13.2044 | XFKVA=25.000000 | PF= | 1 | NumCust=1.333000 | ! | KW= | 0
New | Load.103108310_3 | Phases= | 1 | Bus1=103108310.3 | kV= | 13.2044 | XFKVA=25.000000 | PF= | 0.99519 | NumCust=1.333000 | ! | KW= | 0
New | Load.26796625_1 | Phases= | 1 | Bus1=26796625.1 | kV= | 13.2044 | XFKVA=25.000000 | PF= | 0.99994 | NumCust=0.000000 | ! | KW= | 0
New | Load.25876080_3 | Phases= | 1 | Bus1=25876080.3 | kV= | 13.2044 | XFKVA=50.000000 | PF= | 0.99519 | NumCust=5.000000 | ! | KW= | 0
New | Load.1105735_3 | Phases= | 1 | Bus1=1105735.3 | kV= | 13.2044 | XFKVA=50.000000 | PF= | 0.99519 | NumCust=8.000000 | ! | KW= | 0
New | Load.1105719_3 | Phases= | 1 | Bus1=1105719.3 | kV= | 13.2044 | XFKVA=50.000000 | PF= | 0.99519 | NumCust=6.000000 | ! | KW= | 0
New | Load.26709841_1 | Phases= | 1 | Bus1=26709841.1 | kV= | 13.2044 | XFKVA=100.000000 | PF= | 0.99994 | NumCust=7.000000 | ! | KW= | 0
New | Load.25734600_3 | Phases= | 1 | Bus1=25734600.3 | kV= | 13.2044 | XFKVA=75.000000 | PF= | 0.99519 | NumCust=9.000000 | ! | KW= | 0
New | Load.26567454_3 | Phases= | 1 | Bus1=26567454.3 | kV= | 13.2044 | XFKVA=100.000000 | PF= | 0.99519 | NumCust=7.000000 | ! | KW= | 0
New | Load.26709761_2 | Phases= | 1 | Bus1=26709761.2 | kV= | 13.2044 | XFKVA=50.000000 | PF= | 1 | NumCust=5.000000 | ! | KW= | 0
New | Load.25885433_1 | Phases= | 1 | Bus1=25885433.1 | kV= | 13.2044 | XFKVA=15.000000 | PF= | 0.99994 | NumCust=2.000000 | ! | KW= | 0
New | Load.25734603_3 | Phases= | 1 | Bus1=25734603.3 | kV= | 13.2044 | XFKVA=50.000000 | PF= | 0.99519 | NumCust=6.000000 | ! | KW= | 0
New | Load.103536777_2 | Phases= | 1 | Bus1=103536777.2 | kV= | 13.2044 | XFKVA=50.000000 | PF= | 1 | NumCust=0.000000 | enable=F | ! | KW= | 0
New | Load.1106210_3 | Phases= | 1 | Bus1=1106210.3 | kV= | 13.2044 | XFKVA=25.000000 | PF= | 0.99519 | NumCust=1.000000 | ! | KW= | 0
New | Load.25734602_3 | Phases= | 1 | Bus1=25734602.3 | kV= | 13.2044 | XFKVA=50.000000 | PF= | 0.99519 | NumCust=5.000000 | ! | KW= | 0
New | Load.25734594_1 | Phases= | 1 | Bus1=25734594.1 | kV= | 13.2044 | XFKVA=100.000000 | PF= | 0.99994 | NumCust=5.000000 | ! | KW= | 0
New | Load.25631610_1 | Phases= | 1 | Bus1=25631610.1 | kV= | 13.2044 | XFKVA=167.000000 | PF= | 0.99994 | NumCust=23.000000 | ! | KW= | 0
New | Load.1140673_3 | Phases= | 1 | Bus1=1140673.3 | kV= | 13.2044 | XFKVA=15.000000 | PF= | 0.99519 | NumCust=1.000000 | ! | KW= | 0
New | Load.26709815_2 | Phases= | 1 | Bus1=26709815.2 | kV= | 13.2044 | XFKVA=50.000000 | PF= | 1 | NumCust=4.000000 | ! | KW= | 0
New | Load.103383279_3 | Phases= | 1 | Bus1=103383279.3 | kV= | 13.2044 | XFKVA=75.000000 | PF= | 0.99519 | NumCust=7.000000 | ! | KW= | 0
New | Load.25734604_3 | Phases= | 1 | Bus1=25734604.3 | kV= | 13.2044 | XFKVA=75.000000 | PF= | 0.99519 | NumCust=7.000000 | ! | KW= | 0
New | Load.25734532_3 | Phases= | 1 | Bus1=25734532.3 | kV= | 13.2044 | XFKVA=50.000000 | PF= | 0.99519 | NumCust=4.000000 | ! | KW= | 0
New | Load.25750604_2 | Phases= | 1 | Bus1=25750604.2 | kV= | 13.2044 | XFKVA=25.000000 | PF= | 1 | NumCust=6.000000 | ! | KW= | 0
New | Load.26387790_2 | Phases= | 1 | Bus1=26387790.2 | kV= | 13.2044 | XFKVA=50.000000 | PF= | 1 | NumCust=9.000000 | ! | KW= | 0
New | Load.25750597_2 | Phases= | 1 | Bus1=25750597.2 | kV= | 13.2044 | XFKVA=50.000000 | PF= | 1 | NumCust=8.000000 | ! | KW= | 0
New | Load.1106214_3 | Phases= | 1 | Bus1=1106214.3 | kV= | 13.2044 | XFKVA=25.000000 | PF= | 0.99519 | NumCust=5.000000 | ! | KW= | 0
New | Load.25631617_2 | Phases= | 1 | Bus1=25631617.2 | kV= | 13.2044 | XFKVA=167.000000 | PF= | 1 | NumCust=21.000000 | ! | KW= | 0
New | Load.26555726_1 | Phases= | 1 | Bus1=26555726.1 | kV= | 13.2044 | XFKVA=50.000000 | PF= | 0.99994 | NumCust=6.000000 | ! | KW= | 0
New | Load.25631618_2 | Phases= | 1 | Bus1=25631618.2 | kV= | 13.2044 | XFKVA=167.000000 | PF= | 1 | NumCust=20.000000 | ! | KW= | 0
New | Load.26387798_2 | Phases= | 1 | Bus1=26387798.2 | kV= | 13.2044 | XFKVA=50.000000 | PF= | 1 | NumCust=10.000000 | ! | KW= | 0
New | Load.26387826_1 | Phases= | 1 | Bus1=26387826.1 | kV= | 13.2044 | XFKVA=100.000000 | PF= | 0.99994 | NumCust=7.000000 | ! | KW= | 0
New | Load.25873717_1 | Phases= | 1 | Bus1=25873717.1 | kV= | 13.2044 | XFKVA=50.000000 | PF= | 0.99994 | NumCust=6.000000 | ! | KW= | 0
New | Load.25734601_3 | Phases= | 1 | Bus1=25734601.3 | kV= | 13.2044 | XFKVA=75.000000 | PF= | 0.99519 | NumCust=5.000000 | ! | KW= | 0
New | Load.25873704_1 | Phases= | 1 | Bus1=25873704.1 | kV= | 13.2044 | XFKVA=100.000000 | PF= | 0.99994 | NumCust=6.000000 | ! | KW= | 0
New | Load.1105214_3 | Phases= | 1 | Bus1=1105214.3 | kV= | 13.2044 | XFKVA=50.000000 | PF= | 0.99519 | NumCust=3.000000 | ! | KW= | 0
New | Load.25873716_1 | Phases= | 1 | Bus1=25873716.1 | kV= | 13.2044 | XFKVA=100.000000 | PF= | 0.99994 | NumCust=7.000000 | ! | KW= | 0
New | Load.26709797_3 | Phases= | 1 | Bus1=26709797.3 | kV= | 13.2044 | XFKVA=100.000000 | PF= | 0.99519 | NumCust=7.000000 | ! | KW= | 0
New | Load.103063845_1 | Phases= | 1 | Bus1=103063845.1 | kV= | 13.2044 | XFKVA=25.000000 | PF= | 0.99994 | NumCust=2.000000 | ! | KW= | 0
New | Load.1105313_3 | Phases= | 1 | Bus1=1105313.3 | kV= | 13.2044 | XFKVA=50.000000 | PF= | 0.99519 | NumCust=4.000000 | ! | KW= | 0
New | Load.1139879_1 | Phases= | 1 | Bus1=1139879.1 | kV= | 13.2044 | XFKVA=50.000000 | PF= | 0.99994 | NumCust=2.000000 | ! | KW= | 0
New | Load.26387833_1 | Phases= | 1 | Bus1=26387833.1 | kV= | 13.2044 | XFKVA=100.000000 | PF= | 0.99994 | NumCust=7.000000 | ! | KW= | 0
New | Load.103537125_1 | Phases= | 1 | Bus1=103537125.1 | kV= | 13.2044 | XFKVA=50.000000 | PF= | 0.99994 | NumCust=0.000000 | ! | KW= | 0
New | Load.1106175_3 | Phases= | 1 | Bus1=1106175.3 | kV= | 13.2044 | XFKVA=25.000000 | PF= | 0.99519 | NumCust=3.000000 | ! | KW= | 0
New | Load.26679489_1 | Phases= | 1 | Bus1=26679489.1 | kV= | 13.2044 | XFKVA=50.000000 | PF= | 0.99994 | NumCust=5.000000 | ! | KW= | 0
New | Load.25917435_2 | Phases= | 1 | Bus1=25917435.2 | kV= | 13.2044 | XFKVA=25.000000 | PF= | 1 | NumCust=1.000000 | ! | KW= | 0
New | Load.26679485_1 | Phases= | 1 | Bus1=26679485.1 | kV= | 13.2044 | XFKVA=50.000000 | PF= | 0.99994 | NumCust=3.000000 | ! | KW= | 0
New | Load.25734544_2 | Phases= | 1 | Bus1=25734544.2 | kV= | 13.2044 | XFKVA=50.000000 | PF= | 1 | NumCust=4.000000 | ! | KW= | 0
New | Load.26709776_3 | Phases= | 1 | Bus1=26709776.3 | kV= | 13.2044 | XFKVA=100.000000 | PF= | 0.99519 | NumCust=4.000000 | ! | KW= | 0
New | Load.1141029_3 | Phases= | 1 | Bus1=1141029.3 | kV= | 13.2044 | XFKVA=50.000000 | PF= | 0.99519 | NumCust=4.000000 | ! | KW= | 0
New | Load.103571153_1 | Phases= | 1 | Bus1=103571153.1 | kV= | 13.2044 | XFKVA=75.000000 | PF= | 0.99994 | NumCust=5.000000 | enable=F | ! | KW= | 0
New | Load.1105381_3 | Phases= | 1 | Bus1=1105381.3 | kV= | 13.2044 | XFKVA=50.000000 | PF= | 0.99519 | NumCust=5.000000 | ! | KW= | 0
New | Load.26887560_1 | Phases= | 1 | Bus1=26887560.1 | kV= | 13.2044 | XFKVA=25.000000 | PF= | 0.99994 | NumCust=4.000000 | ! | KW= | 0
New | Load.25734557_2 | Phases= | 1 | Bus1=25734557.2 | kV= | 13.2044 | XFKVA=50.000000 | PF= | 1 | NumCust=10.000000 | ! | KW= | 0
New | Load.1140702_2 | Phases= | 1 | Bus1=1140702.2 | kV= | 13.2044 | XFKVA=15.000000 | PF= | 1 | NumCust=0.000000 | ! | KW= | 0
New | Load.103536783_2 | Phases= | 1 | Bus1=103536783.2 | kV= | 13.2044 | XFKVA=25.000000 | PF= | 1 | NumCust=0.000000 | enable=F | ! | KW= | 0
New | Load.25836860_2 | Phases= | 1 | Bus1=25836860.2 | kV= | 13.2044 | XFKVA=25.000000 | PF= | 1 | NumCust=3.000000 | ! | KW= | 0
New | Load.25734550_2 | Phases= | 1 | Bus1=25734550.2 | kV= | 13.2044 | XFKVA=50.000000 | PF= | 1 | NumCust=7.000000 | ! | KW= | 0
New | Load.25734582_3 | Phases= | 1 | Bus1=25734582.3 | kV= | 13.2044 | XFKVA=37.500000 | PF= | 0.99519 | NumCust=3.000000 | ! | KW= | 0
New | Load.26859780_1 | Phases= | 1 | Bus1=26859780.1 | kV= | 13.2044 | XFKVA=50.000000 | PF= | 0.99994 | NumCust=0.333000 | ! | KW= | 0
New | Load.26859780_2 | Phases= | 1 | Bus1=26859780.2 | kV= | 13.2044 | XFKVA=50.000000 | PF= | 1 | NumCust=0.333000 | ! | KW= | 0
New | Load.26859780_3 | Phases= | 1 | Bus1=26859780.3 | kV= | 13.2044 | XFKVA=50.000000 | PF= | 0.99519 | NumCust=0.333000 | ! | KW= | 0
New | Load.25734638_3 | Phases= | 1 | Bus1=25734638.3 | kV= | 13.2044 | XFKVA=100.000000 | PF= | 0.99519 | NumCust=7.000000 | ! | KW= | 0
New | Load.26555830_1 | Phases= | 1 | Bus1=26555830.1 | kV= | 13.2044 | XFKVA=50.000000 | PF= | 0.99994 | NumCust=9.000000 | ! | KW= | 0
New | Load.26887566_2 | Phases= | 1 | Bus1=26887566.2 | kV= | 13.2044 | XFKVA=50.000000 | PF= | 1 | NumCust=8.000000 | ! | KW= | 0
New | Load.25885429_1 | Phases= | 1 | Bus1=25885429.1 | kV= | 13.2044 | XFKVA=10.000000 | PF= | 0.99994 | NumCust=0.000000 | ! | KW= | 0
New | Load.25360256_3 | Phases= | 1 | Bus1=25360256.3 | kV= | 13.2044 | XFKVA=50.000000 | PF= | 0.99519 | NumCust=11.000000 | ! | KW= | 0
New | Load.25734545_2 | Phases= | 1 | Bus1=25734545.2 | kV= | 13.2044 | XFKVA=50.000000 | PF= | 1 | NumCust=5.000000 | ! | KW= | 0
New | Load.25734552_2 | Phases= | 1 | Bus1=25734552.2 | kV= | 13.2044 | XFKVA=50.000000 | PF= | 1 | NumCust=6.000000 | ! | KW= | 0
New | Load.25734558_2 | Phases= | 1 | Bus1=25734558.2 | kV= | 13.2044 | XFKVA=50.000000 | PF= | 1 | NumCust=9.000000 | ! | KW= | 0
New | Load.25734527_3 | Phases= | 1 | Bus1=25734527.3 | kV= | 13.2044 | XFKVA=50.000000 | PF= | 0.99519 | NumCust=6.000000 | ! | KW= | 0
New | Load.103626602_2 | Phases= | 1 | Bus1=103626602.2 | kV= | 13.2044 | XFKVA=75.000000 | PF= | 1 | NumCust=0.000000 | enable=F | ! | KW= | 0
New | Load.1104641_2 | Phases= | 1 | Bus1=1104641.2 | kV= | 13.2044 | XFKVA=15.000000 | PF= | 1 | NumCust=1.000000 | ! | KW= | 0
New | Load.1104638_2 | Phases= | 1 | Bus1=1104638.2 | kV= | 13.2044 | XFKVA=15.000000 | PF= | 1 | NumCust=0.000000 | ! | KW= | 0
New | Load.1140856_1 | Phases= | 1 | Bus1=1140856.1 | kV= | 13.2044 | XFKVA=25.000000 | PF= | 0.99994 | NumCust=1.000000 | ! | KW= | 0
New | Load.26859623_1 | Phases= | 1 | Bus1=26859623.1 | kV= | 13.2044 | XFKVA=50.000000 | PF= | 0.99994 | NumCust=9.000000 | ! | KW= | 0
New | Load.26887564_2 | Phases= | 1 | Bus1=26887564.2 | kV= | 13.2044 | XFKVA=50.000000 | PF= | 1 | NumCust=7.000000 | ! | KW= | 0
New | Load.25734530_3 | Phases= | 1 | Bus1=25734530.3 | kV= | 13.2044 | XFKVA=50.000000 | PF= | 0.99519 | NumCust=10.000000 | ! | KW= | 0
New | Load.103042167_1 | Phases= | 1 | Bus1=103042167.1 | kV= | 13.2044 | XFKVA=50.000000 | PF= | 0.99994 | NumCust=3.000000 | ! | KW= | 0
New | Load.1139987_1 | Phases= | 1 | Bus1=1139987.1 | kV= | 13.2044 | XFKVA=75.000000 | PF= | 0.99994 | NumCust=9.000000 | ! | KW= | 0
New | Load.25734528_3 | Phases= | 1 | Bus1=25734528.3 | kV= | 13.2044 | XFKVA=50.000000 | PF= | 0.99519 | NumCust=7.000000 | ! | KW= | 0
New | Load.26128181_2 | Phases= | 1 | Bus1=26128181.2 | kV= | 13.2044 | XFKVA=50.000000 | PF= | 1 | NumCust=6.000000 | ! | KW= | 0
New | Load.1140076_1 | Phases= | 1 | Bus1=1140076.1 | kV= | 13.2044 | XFKVA=37.500000 | PF= | 0.99994 | NumCust=4.000000 | ! | KW= | 0
New | Load.103265087_3 | Phases= | 1 | Bus1=103265087.3 | kV= | 13.2044 | XFKVA=75.000000 | PF= | 0.99519 | NumCust=8.000000 | ! | KW= | 0
New | Load.25734529_3 | Phases= | 1 | Bus1=25734529.3 | kV= | 13.2044 | XFKVA=50.000000 | PF= | 0.99519 | NumCust=8.000000 | ! | KW= | 0
New | Load.1105418_3 | Phases= | 1 | Bus1=1105418.3 | kV= | 13.2044 | XFKVA=50.000000 | PF= | 0.99519 | NumCust=7.000000 | ! | KW= | 0
New | Load.26677225_1 | Phases= | 1 | Bus1=26677225.1 | kV= | 13.2044 | XFKVA=25.000000 | PF= | 0.99994 | NumCust=2.000000 | ! | KW= | 0
New | Load.25859415_2 | Phases= | 1 | Bus1=25859415.2 | kV= | 13.2044 | XFKVA=50.000000 | PF= | 1 | NumCust=2.000000 | ! | KW= | 0
New | Load.1140225_2 | Phases= | 1 | Bus1=1140225.2 | kV= | 13.2044 | XFKVA=10.000000 | PF= | 1 | NumCust=1.000000 | ! | KW= | 0
New | Load.1105100_3 | Phases= | 1 | Bus1=1105100.3 | kV= | 13.2044 | XFKVA=37.500000 | PF= | 0.99519 | NumCust=3.000000 | ! | KW= | 0
New | Load.1140854_1 | Phases= | 1 | Bus1=1140854.1 | kV= | 13.2044 | XFKVA=15.000000 | PF= | 0.99994 | NumCust=3.000000 | ! | KW= | 0
New | Load.25734565_2 | Phases= | 1 | Bus1=25734565.2 | kV= | 13.2044 | XFKVA=50.000000 | PF= | 1 | NumCust=9.000000 | ! | KW= | 0
New | Load.1140378_3 | Phases= | 1 | Bus1=1140378.3 | kV= | 13.2044 | XFKVA=25.000000 | PF= | 0.99519 | NumCust=1.000000 | ! | KW= | 0
New | Load.103666849_2 | Phases= | 1 | Bus1=103666849.2 | kV= | 13.2044 | XFKVA=50.000000 | PF= | 1 | NumCust=0.000000 | enable=F | ! | KW= | 0
New | Load.25734593_1 | Phases= | 1 | Bus1=25734593.1 | kV= | 13.2044 | XFKVA=50.000000 | PF= | 0.99994 | NumCust=3.000000 | ! | KW= | 0
New | Load.1140867_1 | Phases= | 1 | Bus1=1140867.1 | kV= | 13.2044 | XFKVA=15.000000 | PF= | 0.99994 | NumCust=2.000000 | ! | KW= | 0
New | Load.1106195_3 | Phases= | 1 | Bus1=1106195.3 | kV= | 13.2044 | XFKVA=25.000000 | PF= | 0.99519 | NumCust=2.000000 | ! | KW= | 0
New | Load.103536782_2 | Phases= | 1 | Bus1=103536782.2 | kV= | 13.2044 | XFKVA=50.000000 | PF= | 1 | NumCust=0.000000 | enable=F | ! | KW= | 0
New | Load.103537115_1 | Phases= | 1 | Bus1=103537115.1 | kV= | 13.2044 | XFKVA=25.000000 | PF= | 0.99994 | NumCust=0.000000 | enable=F | ! | KW= | 0
New | Load.1140489_1 | Phases= | 1 | Bus1=1140489.1 | kV= | 13.2044 | XFKVA=15.000000 | PF= | 0.99994 | NumCust=1.000000 | ! | KW= | 0
New | Load.1140429_1 | Phases= | 1 | Bus1=1140429.1 | kV= | 13.2044 | XFKVA=25.000000 | PF= | 0.99994 | NumCust=1.000000 | ! | KW= | 0
New | Load.25173477_1 | Phases= | 1 | Bus1=25173477.1 | kV= | 13.2044 | XFKVA=10.000000 | PF= | 0.99994 | NumCust=1.000000 | ! | KW= | 0
New | Load.26281701_1 | Phases= | 1 | Bus1=26281701.1 | kV= | 13.2044 | XFKVA=15.000000 | PF= | 0.99994 | NumCust=0.000000 | ! | KW= | 0
New | Load.103265084_3 | Phases= | 1 | Bus1=103265084.3 | kV= | 13.2044 | XFKVA=75.000000 | PF= | 0.99519 | NumCust=8.000000 | ! | KW= | 0
New | Load.1105317_3 | Phases= | 1 | Bus1=1105317.3 | kV= | 13.2044 | XFKVA=50.000000 | PF= | 0.99519 | NumCust=4.000000 | ! | KW= | 0
New | Load.103537119_1 | Phases= | 1 | Bus1=103537119.1 | kV= | 13.2044 | XFKVA=25.000000 | PF= | 0.99994 | NumCust=0.000000 | enable=F | ! | KW= | 0
New | Load.1104954_2 | Phases= | 1 | Bus1=1104954.2 | kV= | 13.2044 | XFKVA=37.500000 | PF= | 1 | NumCust=3.000000 | ! | KW= | 0
New | Load.1106218_3 | Phases= | 1 | Bus1=1106218.3 | kV= | 13.2044 | XFKVA=15.000000 | PF= | 0.99519 | NumCust=2.000000 | ! | KW= | 0
New | Load.1104681_3 | Phases= | 1 | Bus1=1104681.3 | kV= | 13.2044 | XFKVA=25.000000 | PF= | 0.99519 | NumCust=1.000000 | ! | KW= | 0
New | Load.25490378_2 | Phases= | 1 | Bus1=25490378.2 | kV= | 13.2044 | XFKVA=50.000000 | PF= | 1 | NumCust=9.000000 | ! | KW= | 0
New | Load.103626610_2 | Phases= | 1 | Bus1=103626610.2 | kV= | 13.2044 | XFKVA=100.000000 | PF= | 1 | NumCust=0.000000 | enable=F | ! | KW= | 0
New | Load.1106172_3 | Phases= | 1 | Bus1=1106172.3 | kV= | 13.2044 | XFKVA=37.500000 | PF= | 0.99519 | NumCust=5.000000 | ! | KW= | 0
New | Load.1105315_3 | Phases= | 1 | Bus1=1105315.3 | kV= | 13.2044 | XFKVA=50.000000 | PF= | 0.99519 | NumCust=3.000000 | ! | KW= | 0
New | Load.1140108_1 | Phases= | 1 | Bus1=1140108.1 | kV= | 13.2044 | XFKVA=75.000000 | PF= | 0.99994 | NumCust=5.000000 | ! | KW= | 0
New | Load.25490379_2 | Phases= | 1 | Bus1=25490379.2 | kV= | 13.2044 | XFKVA=50.000000 | PF= | 1 | NumCust=8.000000 | ! | KW= | 0
New | Load.25490386_2 | Phases= | 1 | Bus1=25490386.2 | kV= | 13.2044 | XFKVA=50.000000 | PF= | 1 | NumCust=8.000000 | ! | KW= | 0
New | Load.25024994_3 | Phases= | 1 | Bus1=25024994.3 | kV= | 13.2044 | XFKVA=50.000000 | PF= | 0.99519 | NumCust=5.000000 | ! | KW= | 0
New | Load.26887528_2 | Phases= | 1 | Bus1=26887528.2 | kV= | 13.2044 | XFKVA=50.000000 | PF= | 1 | NumCust=1.000000 | ! | KW= | 0
New | Load.103626594_2 | Phases= | 1 | Bus1=103626594.2 | kV= | 13.2044 | XFKVA=75.000000 | PF= | 1 | NumCust=0.000000 | enable=F | ! | KW= | 0
New | Load.26281696_1 | Phases= | 1 | Bus1=26281696.1 | kV= | 13.2044 | XFKVA=15.000000 | PF= | 0.99994 | NumCust=1.000000 | ! | KW= | 0
New | Load.25873707_1 | Phases= | 1 | Bus1=25873707.1 | kV= | 13.2044 | XFKVA=50.000000 | PF= | 0.99994 | NumCust=6.000000 | ! | KW= | 0
New | Load.25873709_1 | Phases= | 1 | Bus1=25873709.1 | kV= | 13.2044 | XFKVA=50.000000 | PF= | 0.99994 | NumCust=4.000000 | ! | KW= | 0
New | Load.25734543_2 | Phases= | 1 | Bus1=25734543.2 | kV= | 13.2044 | XFKVA=50.000000 | PF= | 1 | NumCust=6.000000 | ! | KW= | 0
New | Load.25360254_3 | Phases= | 1 | Bus1=25360254.3 | kV= | 13.2044 | XFKVA=25.000000 | PF= | 0.99519 | NumCust=5.000000 | ! | KW= | 0
New | Load.26281698_1 | Phases= | 1 | Bus1=26281698.1 | kV= | 13.2044 | XFKVA=25.000000 | PF= | 0.99994 | NumCust=2.000000 | ! | KW= | 0
New | Load.25173474_1 | Phases= | 1 | Bus1=25173474.1 | kV= | 13.2044 | XFKVA=10.000000 | PF= | 0.99994 | NumCust=1.000000 | ! | KW= | 0
New | Load.25734542_2 | Phases= | 1 | Bus1=25734542.2 | kV= | 13.2044 | XFKVA=50.000000 | PF= | 1 | NumCust=6.000000 | ! | KW= | 0
New | Load.26887523_2 | Phases= | 1 | Bus1=26887523.2 | kV= | 13.2044 | XFKVA=50.000000 | PF= | 1 | NumCust=4.000000 | ! | KW= | 0
New | Load.103537116_1 | Phases= | 1 | Bus1=103537116.1 | kV= | 13.2044 | XFKVA=50.000000 | PF= | 0.99994 | NumCust=0.000000 | enable=F | ! | KW= | 0
New | Load.1140415_3 | Phases= | 1 | Bus1=1140415.3 | kV= | 13.2044 | XFKVA=37.500000 | PF= | 0.99519 | NumCust=2.000000 | ! | KW= | 0
New | Load.1105636_3 | Phases= | 1 | Bus1=1105636.3 | kV= | 13.2044 | XFKVA=37.500000 | PF= | 0.99519 | NumCust=4.000000 | ! | KW= | 0
New | Load.26555757_2 | Phases= | 1 | Bus1=26555757.2 | kV= | 13.2044 | XFKVA=50.000000 | PF= | 1 | NumCust=7.000000 | ! | KW= | 0
New | Load.26499102_3 | Phases= | 1 | Bus1=26499102.3 | kV= | 13.2044 | XFKVA=15.000000 | PF= | 0.99519 | NumCust=0.000000 | ! | KW= | 0
New | Load.25734588_1 | Phases= | 1 | Bus1=25734588.1 | kV= | 13.2044 | XFKVA=75.000000 | PF= | 0.99994 | NumCust=7.000000 | ! | KW= | 0
New | Load.25879303_1 | Phases= | 1 | Bus1=25879303.1 | kV= | 13.2044 | XFKVA=25.000000 | PF= | 0.99994 | NumCust=1.000000 | ! | KW= | 0
New | Load.1105212_3 | Phases= | 1 | Bus1=1105212.3 | kV= | 13.2044 | XFKVA=50.000000 | PF= | 0.99519 | NumCust=8.000000 | ! | KW= | 0
New | Load.26776436_1 | Phases= | 1 | Bus1=26776436.1 | kV= | 13.2044 | XFKVA=50.000000 | PF= | 0.99994 | NumCust=5.000000 | ! | KW= | 0
New | Load.103249182_1 | Phases= | 1 | Bus1=103249182.1 | kV= | 13.2044 | XFKVA=75.000000 | PF= | 0.99994 | NumCust=6.000000 | ! | KW= | 0
New | Load.26555789_2 | Phases= | 1 | Bus1=26555789.2 | kV= | 13.2044 | XFKVA=50.000000 | PF= | 1 | NumCust=5.000000 | ! | KW= | 0
New | Load.1105582_1 | Phases= | 1 | Bus1=1105582.1 | kV= | 13.2044 | XFKVA=37.500000 | PF= | 0.99994 | NumCust=4.000000 | ! | KW= | 0
New | Load.26555839_1 | Phases= | 1 | Bus1=26555839.1 | kV= | 13.2044 | XFKVA=50.000000 | PF= | 0.99994 | NumCust=6.000000 | ! | KW= | 0
New | Load.1140784_1 | Phases= | 1 | Bus1=1140784.1 | kV= | 13.2044 | XFKVA=25.000000 | PF= | 0.99994 | NumCust=0.000000 | ! | KW= | 0
New | Load.25734546_2 | Phases= | 1 | Bus1=25734546.2 | kV= | 13.2044 | XFKVA=25.000000 | PF= | 1 | NumCust=3.000000 | ! | KW= | 0
New | Load.103537120_1 | Phases= | 1 | Bus1=103537120.1 | kV= | 13.2044 | XFKVA=50.000000 | PF= | 0.99994 | NumCust=0.000000 | enable=F | ! | KW= | 0
New | Load.1139872_1 | Phases= | 1 | Bus1=1139872.1 | kV= | 13.2044 | XFKVA=75.000000 | PF= | 0.99994 | NumCust=5.000000 | ! | KW= | 0
New | Load.25734548_2 | Phases= | 1 | Bus1=25734548.2 | kV= | 13.2044 | XFKVA=50.000000 | PF= | 1 | NumCust=7.000000 | ! | KW= | 0
New | Load.1140381_1 | Phases= | 1 | Bus1=1140381.1 | kV= | 13.2044 | XFKVA=25.000000 | PF= | 0.99994 | NumCust=3.000000 | ! | KW= | 0
New | Load.1140864_1 | Phases= | 1 | Bus1=1140864.1 | kV= | 13.2044 | XFKVA=25.000000 | PF= | 0.99994 | NumCust=3.000000 | ! | KW= | 0
New | Load.26709847_1 | Phases= | 1 | Bus1=26709847.1 | kV= | 13.2044 | XFKVA=100.000000 | PF= | 0.99994 | NumCust=5.000000 | ! | KW= | 0
New | Load.25024992_3 | Phases= | 1 | Bus1=25024992.3 | kV= | 13.2044 | XFKVA=50.000000 | PF= | 0.99519 | NumCust=3.000000 | ! | KW= | 0
New | Load.25750593_2 | Phases= | 1 | Bus1=25750593.2 | kV= | 13.2044 | XFKVA=25.000000 | PF= | 1 | NumCust=5.000000 | ! | KW= | 0
New | Load.26755991_1 | Phases= | 1 | Bus1=26755991.1 | kV= | 13.2044 | XFKVA=25.000000 | PF= | 0.99994 | NumCust=1.000000 | ! | KW= | 0
New | Load.1105402_3 | Phases= | 1 | Bus1=1105402.3 | kV= | 13.2044 | XFKVA=50.000000 | PF= | 0.99519 | NumCust=6.000000 | ! | KW= | 0
New | Load.25734579_3 | Phases= | 1 | Bus1=25734579.3 | kV= | 13.2044 | XFKVA=37.500000 | PF= | 0.99519 | NumCust=4.000000 | ! | KW= | 0
New | Load.1140372_3 | Phases= | 1 | Bus1=1140372.3 | kV= | 13.2044 | XFKVA=37.500000 | PF= | 0.99519 | NumCust=3.000000 | ! | KW= | 0
New | Load.1140218_3 | Phases= | 1 | Bus1=1140218.3 | kV= | 13.2044 | XFKVA=25.000000 | PF= | 0.99519 | NumCust=3.000000 | ! | KW= | 0
New | Load.26709756_2 | Phases= | 1 | Bus1=26709756.2 | kV= | 13.2044 | XFKVA=100.000000 | PF= | 1 | NumCust=5.000000 | ! | KW= | 0
New | Load.25734581_3 | Phases= | 1 | Bus1=25734581.3 | kV= | 13.2044 | XFKVA=37.500000 | PF= | 0.99519 | NumCust=5.000000 | ! | KW= | 0
New | Load.26709810_2 | Phases= | 1 | Bus1=26709810.2 | kV= | 13.2044 | XFKVA=100.000000 | PF= | 1 | NumCust=6.000000 | ! | KW= | 0
New | Load.1105433_3 | Phases= | 1 | Bus1=1105433.3 | kV= | 13.2044 | XFKVA=37.500000 | PF= | 0.99519 | NumCust=4.000000 | ! | KW= | 0
New | Load.25631606_3 | Phases= | 1 | Bus1=25631606.3 | kV= | 13.2044 | XFKVA=167.000000 | PF= | 0.99519 | NumCust=22.000000 | ! | KW= | 0
New | Load.26281712_3 | Phases= | 1 | Bus1=26281712.3 | kV= | 13.2044 | XFKVA=25.000000 | PF= | 0.99519 | NumCust=3.000000 | ! | KW= | 0
New | Load.26755198_2 | Phases= | 1 | Bus1=26755198.2 | kV= | 13.2044 | XFKVA=50.000000 | PF= | 1 | NumCust=8.000000 | ! | KW= | 0
New | Load.25631605_3 | Phases= | 1 | Bus1=25631605.3 | kV= | 13.2044 | XFKVA=167.000000 | PF= | 0.99519 | NumCust=21.000000 | ! | KW= | 0
New | Load.103537118_1 | Phases= | 1 | Bus1=103537118.1 | kV= | 13.2044 | XFKVA=50.000000 | PF= | 0.99994 | NumCust=0.000000 | enable=F | ! | KW= | 0
New | Load.26755197_2 | Phases= | 1 | Bus1=26755197.2 | kV= | 13.2044 | XFKVA=25.000000 | PF= | 1 | NumCust=5.000000 | ! | KW= | 0
New | Load.1140858_1 | Phases= | 1 | Bus1=1140858.1 | kV= | 13.2044 | XFKVA=15.000000 | PF= | 0.99994 | NumCust=0.000000 | ! | KW= | 0
New | Load.1105332_3 | Phases= | 1 | Bus1=1105332.3 | kV= | 13.2044 | XFKVA=50.000000 | PF= | 0.99519 | NumCust=2.000000 | ! | KW= | 0
New | Load.103274959_2 | Phases= | 1 | Bus1=103274959.2 | kV= | 13.2044 | XFKVA=25.000000 | PF= | 1 | NumCust=0.000000 | ! | KW= | 0
New | Load.26555727_2 | Phases= | 1 | Bus1=26555727.2 | kV= | 13.2044 | XFKVA=100.000000 | PF= | 1 | NumCust=11.000000 | ! | KW= | 0
New | Load.1106216_3 | Phases= | 1 | Bus1=1106216.3 | kV= | 13.2044 | XFKVA=25.000000 | PF= | 0.99519 | NumCust=3.000000 | ! | KW= | 0
New | Load.26387820_1 | Phases= | 1 | Bus1=26387820.1 | kV= | 13.2044 | XFKVA=100.000000 | PF= | 0.99994 | NumCust=6.000000 | ! | KW= | 0
New | Load.25429364_1 | Phases= | 1 | Bus1=25429364.1 | kV= | 13.2044 | XFKVA=25.000000 | PF= | 0.99994 | NumCust=3.000000 | ! | KW= | 0
New | Load.1140029_1 | Phases= | 1 | Bus1=1140029.1 | kV= | 13.2044 | XFKVA=37.500000 | PF= | 0.99994 | NumCust=3.000000 | ! | KW= | 0
New | Load.26679484_1 | Phases= | 1 | Bus1=26679484.1 | kV= | 13.2044 | XFKVA=50.000000 | PF= | 0.99994 | NumCust=6.000000 | ! | KW= | 0
New | Load.26679490_1 | Phases= | 1 | Bus1=26679490.1 | kV= | 13.2044 | XFKVA=100.000000 | PF= | 0.99994 | NumCust=8.000000 | ! | KW= | 0
New | Load.26709745_3 | Phases= | 1 | Bus1=26709745.3 | kV= | 13.2044 | XFKVA=100.000000 | PF= | 0.99519 | NumCust=6.000000 | ! | KW= | 0
New | Load.103007689_1 | Phases= | 1 | Bus1=103007689.1 | kV= | 13.2044 | XFKVA=25.000000 | PF= | 0.99994 | NumCust=3.000000 | ! | KW= | 0
New | Load.1140195_3 | Phases= | 1 | Bus1=1140195.3 | kV= | 13.2044 | XFKVA=37.500000 | PF= | 0.99519 | NumCust=6.000000 | ! | KW= | 0
New | Load.1140263_1 | Phases= | 1 | Bus1=1140263.1 | kV= | 13.2044 | XFKVA=75.000000 | PF= | 0.99994 | NumCust=7.000000 | ! | KW= | 0
New | Load.1140265_1 | Phases= | 1 | Bus1=1140265.1 | kV= | 13.2044 | XFKVA=75.000000 | PF= | 0.99994 | NumCust=5.000000 | ! | KW= | 0
New | Load.26709791_3 | Phases= | 1 | Bus1=26709791.3 | kV= | 13.2044 | XFKVA=100.000000 | PF= | 0.99519 | NumCust=6.000000 | ! | KW= | 0
New | Load.103294684_1 | Phases= | 1 | Bus1=103294684.1 | kV= | 13.2044 | XFKVA=50.000000 | PF= | 0.99994 | NumCust=1.000000 | ! | KW= | 0
New | Load.26709771_3 | Phases= | 1 | Bus1=26709771.3 | kV= | 13.2044 | XFKVA=100.000000 | PF= | 0.99519 | NumCust=5.000000 | ! | KW= | 0
New | Load.26679486_1 | Phases= | 1 | Bus1=26679486.1 | kV= | 13.2044 | XFKVA=50.000000 | PF= | 0.99994 | NumCust=4.000000 | ! | KW= | 0
New | Load.25360267_2 | Phases= | 1 | Bus1=25360267.2 | kV= | 13.2044 | XFKVA=50.000000 | PF= | 1 | NumCust=7.000000 | ! | KW= | 0
New | Load.1140790_1 | Phases= | 1 | Bus1=1140790.1 | kV= | 13.2044 | XFKVA=37.500000 | PF= | 0.99994 | NumCust=4.000000 | ! | KW= | 0
New | Load.103626598_2 | Phases= | 1 | Bus1=103626598.2 | kV= | 13.2044 | XFKVA=75.000000 | PF= | 1 | NumCust=0.000000 | enable=F | ! | KW= | 0
New | Load.1104978_2 | Phases= | 1 | Bus1=1104978.2 | kV= | 13.2044 | XFKVA=25.000000 | PF= | 1 | NumCust=1.000000 | ! | KW= | 0
New | Load.1106344_3 | Phases= | 1 | Bus1=1106344.3 | kV= | 13.2044 | XFKVA=15.000000 | PF= | 0.99519 | NumCust=1.000000 | ! | KW= | 0
New | Load.1105435_3 | Phases= | 1 | Bus1=1105435.3 | kV= | 13.2044 | XFKVA=37.500000 | PF= | 0.99519 | NumCust=3.000000 | ! | KW= | 0
New | Load.25734553_2 | Phases= | 1 | Bus1=25734553.2 | kV= | 13.2044 | XFKVA=50.000000 | PF= | 1 | NumCust=7.000000 | ! | KW= | 0
New | Load.103294680_1 | Phases= | 1 | Bus1=103294680.1 | kV= | 13.2044 | XFKVA=75.000000 | PF= | 0.99994 | NumCust=0.000000 | ! | KW= | 0
New | Load.25836859_2 | Phases= | 1 | Bus1=25836859.2 | kV= | 13.2044 | XFKVA=50.000000 | PF= | 1 | NumCust=6.000000 | ! | KW= | 0
New | Load.25836853_2 | Phases= | 1 | Bus1=25836853.2 | kV= | 13.2044 | XFKVA=50.000000 | PF= | 1 | NumCust=5.000000 | ! | KW= | 0
New | Load.25734589_1 | Phases= | 1 | Bus1=25734589.1 | kV= | 13.2044 | XFKVA=50.000000 | PF= | 0.99994 | NumCust=5.000000 | ! | KW= | 0
New | Load.25734605_3 | Phases= | 1 | Bus1=25734605.3 | kV= | 13.2044 | XFKVA=75.000000 | PF= | 0.99519 | NumCust=9.000000 | ! | KW= | 0
New | Load.26555815_1 | Phases= | 1 | Bus1=26555815.1 | kV= | 13.2044 | XFKVA=100.000000 | PF= | 0.99994 | NumCust=10.000000 | ! | KW= | 0
New | Load.103032167_1 | Phases= | 1 | Bus1=103032167.1 | kV= | 13.2044 | XFKVA=25.000000 | PF= | 0.99994 | NumCust=1.000000 | ! | KW= | 0
New | Load.26887565_2 | Phases= | 1 | Bus1=26887565.2 | kV= | 13.2044 | XFKVA=50.000000 | PF= | 1 | NumCust=5.000000 | ! | KW= | 0
New | Load.25836871_2 | Phases= | 1 | Bus1=25836871.2 | kV= | 13.2044 | XFKVA=25.000000 | PF= | 1 | NumCust=4.000000 | ! | KW= | 0
New | Load.25426800_1 | Phases= | 1 | Bus1=25426800.1 | kV= | 13.2044 | XFKVA=15.000000 | PF= | 0.99994 | NumCust=1.000000 | ! | KW= | 0
New | Load.26281714_1 | Phases= | 1 | Bus1=26281714.1 | kV= | 13.2044 | XFKVA=37.500000 | PF= | 0.99994 | NumCust=5.000000 | ! | KW= | 0
New | Load.1141031_3 | Phases= | 1 | Bus1=1141031.3 | kV= | 13.2044 | XFKVA=37.500000 | PF= | 0.99519 | NumCust=3.000000 | ! | KW= | 0
New | Load.1105768_3 | Phases= | 1 | Bus1=1105768.3 | kV= | 13.2044 | XFKVA=10.000000 | PF= | 0.99519 | NumCust=0.000000 | ! | KW= | 0
New | Load.26356921_1 | Phases= | 1 | Bus1=26356921.1 | kV= | 13.2044 | XFKVA=50.000000 | PF= | 0.99994 | NumCust=4.000000 | ! | KW= | 0
New | Load.103249178_1 | Phases= | 1 | Bus1=103249178.1 | kV= | 13.2044 | XFKVA=50.000000 | PF= | 0.99994 | NumCust=4.000000 | ! | KW= | 0
New | Load.1105717_3 | Phases= | 1 | Bus1=1105717.3 | kV= | 13.2044 | XFKVA=15.000000 | PF= | 0.99519 | NumCust=1.000000 | ! | KW= | 0
New | Load.26128192_2 | Phases= | 1 | Bus1=26128192.2 | kV= | 13.2044 | XFKVA=50.000000 | PF= | 1 | NumCust=4.000000 | ! | KW= | 0
New | Load.1139985_1 | Phases= | 1 | Bus1=1139985.1 | kV= | 13.2044 | XFKVA=50.000000 | PF= | 0.99994 | NumCust=6.000000 | ! | KW= | 0
New | Load.25734526_3 | Phases= | 1 | Bus1=25734526.3 | kV= | 13.2044 | XFKVA=50.000000 | PF= | 0.99519 | NumCust=7.000000 | ! | KW= | 0
New | Load.26356916_1 | Phases= | 1 | Bus1=26356916.1 | kV= | 13.2044 | XFKVA=50.000000 | PF= | 0.99994 | NumCust=3.000000 | ! | KW= | 0
New | Load.26859628_1 | Phases= | 1 | Bus1=26859628.1 | kV= | 13.2044 | XFKVA=50.000000 | PF= | 0.99994 | NumCust=8.000000 | ! | KW= | 0
New | Load.26896051_1 | Phases= | 1 | Bus1=26896051.1 | kV= | 13.2044 | XFKVA=50.000000 | PF= | 0.99994 | NumCust=1.000000 | ! | KW= | 0
New | Load.103645578_1 | Phases= | 1 | Bus1=103645578.1 | kV= | 13.2044 | XFKVA=100.000000 | PF= | 0.99994 | NumCust=0.000000 | enable=F | ! | KW= | 0
New | Load.1139989_1 | Phases= | 1 | Bus1=1139989.1 | kV= | 13.2044 | XFKVA=37.500000 | PF= | 0.99994 | NumCust=3.000000 | ! | KW= | 0
New | Load.26281699_1 | Phases= | 1 | Bus1=26281699.1 | kV= | 13.2044 | XFKVA=25.000000 | PF= | 0.99994 | NumCust=3.000000 | ! | KW= | 0
New | Load.26128176_2 | Phases= | 1 | Bus1=26128176.2 | kV= | 13.2044 | XFKVA=50.000000 | PF= | 1 | NumCust=5.000000 | ! | KW= | 0
New | Load.26896054_1 | Phases= | 1 | Bus1=26896054.1 | kV= | 13.2044 | XFKVA=75.000000 | PF= | 0.99994 | NumCust=6.000000 | ! | KW= | 0
New | Load.25734525_3 | Phases= | 1 | Bus1=25734525.3 | kV= | 13.2044 | XFKVA=50.000000 | PF= | 0.99519 | NumCust=7.000000 | ! | KW= | 0
New | Load.1140842_1 | Phases= | 1 | Bus1=1140842.1 | kV= | 13.2044 | XFKVA=25.000000 | PF= | 0.99994 | NumCust=3.000000 | ! | KW= | 0
New | Load.25631608_3 | Phases= | 1 | Bus1=25631608.3 | kV= | 13.2044 | XFKVA=167.000000 | PF= | 0.99519 | NumCust=31.000000 | ! | KW= | 0
New | Load.1139802_3 | Phases= | 1 | Bus1=1139802.3 | kV= | 13.2044 | XFKVA=25.000000 | PF= | 0.99519 | NumCust=3.000000 | ! | KW= | 0
New | Load.26281703_1 | Phases= | 1 | Bus1=26281703.1 | kV= | 13.2044 | XFKVA=25.000000 | PF= | 0.99994 | NumCust=2.000000 | ! | KW= | 0
New | Load.103626590_2 | Phases= | 1 | Bus1=103626590.2 | kV= | 13.2044 | XFKVA=75.000000 | PF= | 1 | NumCust=0.000000 | enable=F | ! | KW= | 0
New | Load.25631609_3 | Phases= | 1 | Bus1=25631609.3 | kV= | 13.2044 | XFKVA=167.000000 | PF= | 0.99519 | NumCust=11.000000 | ! | KW= | 0
New | Load.26281711_1 | Phases= | 1 | Bus1=26281711.1 | kV= | 13.2044 | XFKVA=50.000000 | PF= | 0.99994 | NumCust=5.000000 | ! | KW= | 0
New | Load.26907384_3 | Phases= | 1 | Bus1=26907384.3 | kV= | 13.2044 | XFKVA=75.000000 | PF= | 0.99519 | NumCust=1.000000 | ! | KW= | 0
New | Load.25631607_3 | Phases= | 1 | Bus1=25631607.3 | kV= | 13.2044 | XFKVA=167.000000 | PF= | 0.99519 | NumCust=20.000000 | ! | KW= | 0
New | Load.26281707_1 | Phases= | 1 | Bus1=26281707.1 | kV= | 13.2044 | XFKVA=15.000000 | PF= | 0.99994 | NumCust=1.000000 | ! | KW= | 0

## Lines_Overhead
New | Line.149479_D884K_2679897 | Phases= | 3 | Bus1=25783320.1.2.3 | Bus2=26854287.1.2.3 | Length=53.035200 | units=m | Spacing=PEC_PEC_23KV_TRIA_3P | wires=[PEC_477KCMIL_AAC | PEC_477KCMIL_AAC | PEC_477KCMIL_AAC | PEC_#1/0AWG_AAAC | ]
New | Line.J381K_J381K_2626999 | Phases= | 1 | Bus1=1105315.3 | Bus2=T4795B23_10000051.3 | Length=36.576000 | units=m | Spacing=PEC_PEC_23KV_TRIA_1P | wires=[PEC_#4AWG_ACSR | PEC_#4AWG_ACSR | ]
New | Line.U405BH_U406BH_103374222 | Phases= | 3 | Bus1=103119508.1.2.3 | Bus2=1141046.1.2.3 | Length=36.082224 | units=m | Spacing=PEC_PEC_23KV_TRIA_3P | wires=[PEC_477KCMIL_AAC | PEC_477KCMIL_AAC | PEC_477KCMIL_AAC | PEC_#1/0AWG_AAAC | ]
New | Line.U399BH_U403BH_2628256 | Phases= | 3 | Bus1=1141029.1.2.3 | Bus2=1141031.1.2.3 | Length=49.987200 | units=m | Spacing=PEC_PEC_23KV_TRIA_3P | wires=[PEC_477KCMIL_AAC | PEC_477KCMIL_AAC | PEC_477KCMIL_AAC | PEC_#1/0AWG_AAAC | ]
New | Line.U768BH_U770BH_2626908 | Phases= | 1 | Bus1=1140819.1 | Bus2=1140809.1 | Length=62.788800 | units=m | Spacing=PEC_PEC_23KV_TRIA_1P | wires=[PEC_#2AWG_ACSR | PEC_#2AWG_ACSR | ]
New | Line.8CM13_7375K_2657047 | Phases= | 3 | Bus1=1104998.1.2.3 | Bus2=25426801.1.2.3 | Length=57.302400 | units=m | Spacing=PEC_PEC_23KV_TRIA_3P | wires=[PEC_477KCMIL_AAC | PEC_477KCMIL_AAC | PEC_477KCMIL_AAC | PEC_#1/0AWG_ACSR | ]
New | Line.U563BH_U564BH_2628330 | Phases= | 3 | Bus1=1140225.1.2.3 | Bus2=1140224.1.2.3 | Length=89.611200 | units=m | Spacing=PEC_PEC_23KV_TRIA_3P | wires=[PEC_477KCMIL_AAC | PEC_477KCMIL_AAC | PEC_477KCMIL_AAC | PEC_#1/0AWG_ACSR | ]
New | Line.6MG73_6MG74_2653436 | Phases= | 3 | Bus1=25173482.1.2.3 | Bus2=6MG73_2667352.1.2.3 | Length=82.905600 | units=m | Spacing=PEC_PEC_23KV_TRIA_3P | wires=[PEC_477KCMIL_AAC | PEC_477KCMIL_AAC | PEC_477KCMIL_AAC | PEC_1/0_ACSR | ]
New | Line.U538BH_U540BH_2628334 | Phases= | 1 | Bus1=1140285.3 | Bus2=1140272.3 | Length=84.429600 | units=m | Spacing=PEC_PEC_23KV_TRIA_1P | wires=[PEC_#2AWG_ACSR | PEC_#2AWG_ACSR | ]
New | Line.5S377_7372K_2628415 | Phases= | 3 | Bus1=1104677.1.2.3 | Bus2=1104678.1.2.3 | Length=32.918400 | units=m | Spacing=PEC_PEC_23KV_HORZ_3P | wires=[PEC_477KCMIL_AAC | PEC_477KCMIL_AAC | PEC_477KCMIL_AAC | PEC_#1/0AWG_ACSR | ]
New | Line.107B90_107C01_2663402 | Phases= | 3 | Bus1=25879307.1.2.3 | Bus2=25885367.1.2.3 | Length=61.569600 | units=m | Spacing=PEC_PEC_23KV_VERT_3P | wires=[PEC_477KCMIL_AAC | PEC_477KCMIL_AAC | PEC_477KCMIL_AAC | PEC_1/0_ACSR | ]
New | Line.U394BH_U395BH_2628252 | Phases= | 3 | Bus1=1141306.1.2.3 | Bus2=103119511.1.2.3 | Length=88.696800 | units=m | Spacing=PEC_PEC_23KV_HORZ_3P | wires=[PEC_477KCMIL_AAC | PEC_477KCMIL_AAC | PEC_477KCMIL_AAC | PEC_#1/0AWG_AAAC | ]
New | Line.7364K_7365K_2629427 | Phases= | 1 | Bus1=1104964.2 | Bus2=1104965.2 | Length=39.319200 | units=m | Spacing=PEC_PEC_23KV_TRIA_1P | wires=[PEC_#2AWG_ACSR | PEC_#2AWG_ACSR | ]
New | Line.158L56_U571BH_103537236 | Phases= | 3 | Bus1=103160088.1.2.3 | Bus2=26027072.1.2.3 | Length=47.362872 | units=m | Spacing=PEC_PEC_23KV_TRIA_3P | wires=[PEC_477KCMIL_AAC | PEC_477KCMIL_AAC | PEC_477KCMIL_AAC | PEC_#1/0AWG_ACSR | ]
New | Line.A449K_A450K_2626959 | Phases= | 1 | Bus1=1106195.3 | Bus2=1106193.3 | Length=78.943200 | units=m | Spacing=PEC_PEC_23KV_TRIA_1P | wires=[PEC_#4AWG_ACSR | PEC_#4AWG_ACSR | ]
New | Line.U535BH_U536BH_2628327 | Phases= | 3 | Bus1=1140295.1.2.3 | Bus2=1140289.1.2.3 | Length=51.511200 | units=m | Spacing=PEC_PEC_23KV_VERT_3P | wires=[PEC_477KCMIL_AAC | PEC_477KCMIL_AAC | PEC_477KCMIL_AAC | PEC_#1/0AWG_ACSR | ]
New | Line.7361K_A842K_2629431 | Phases= | 1 | Bus1=1104953.2 | Bus2=1104951.2 | Length=27.432000 | units=m | Spacing=PEC_PEC_23KV_TRIA_1P | wires=[PEC_#2AWG_ACSR | PEC_#2AWG_ACSR | ]
New | Line.107B88_107B89_2663384 | Phases= | 3 | Bus1=1140790.1.2.3 | Bus2=25879303.1.2.3 | Length=87.172800 | units=m | Spacing=PEC_PEC_23KV_TRIA_3P | wires=[PEC_477KCMIL_AAC | PEC_477KCMIL_AAC | PEC_477KCMIL_AAC | PEC_1/0_ACSR | ]
New | Line.B324K_B325K_2626951 | Phases= | 1 | Bus1=1106175.3 | Bus2=1106172.3 | Length=83.210400 | units=m | Spacing=PEC_PEC_23KV_TRIA_1P | wires=[PEC_#1/0AWG_ACSR | PEC_#1/0AWG_ACSR | ]
New | Line.U491BH_U493BH_2628301 | Phases= | 3 | Bus1=1140710.1.2.3 | Bus2=1140685.1.2.3 | Length=58.216800 | units=m | Spacing=PEC_PEC_23KV_TRIA_3P | wires=[PEC_477KCMIL_AAC | PEC_477KCMIL_AAC | PEC_477KCMIL_AAC | PEC_#1/0AWG_AAAC | ]
New | Line.U569BH_158L55_2628362 | Phases= | 3 | Bus1=1140123.1.2.3 | Bus2=103160087.1.2.3 | Length=56.055768 | units=m | Spacing=PEC_PEC_23KV_TRIA_3P | wires=[PEC_477KCMIL_AAC | PEC_477KCMIL_AAC | PEC_477KCMIL_AAC | PEC_#1/0AWG_ACSR | ]
New | Line.158L52_U474BH_103374496 | Phases= | 3 | Bus1=103117935.1.2.3 | Bus2=103117936.1.2.3 | Length=84.265008 | units=m | Spacing=PEC_PEC_23KV_TRIA_3P | wires=[PEC_477KCMIL_AAC | PEC_477KCMIL_AAC | PEC_477KCMIL_AAC | PEC_1/0_ACSR | ]
New | Line.6TD34_U572K_2665355 | Phases= | 3 | Bus1=26027224.1.2.3 | Bus2=25240433.1.2.3 | Length=7.315200 | units=m | Spacing=PEC_PEC_23KV_TRIA_3P | wires=[PEC_477KCMIL_AAC | PEC_477KCMIL_AAC | PEC_477KCMIL_AAC | PEC_#1/0AWG_AAAC | ]
New | Line.U543BH_U547BH_2628336 | Phases= | 1 | Bus1=1140222.3 | Bus2=1140195.3 | Length=76.504800 | units=m | Spacing=PEC_PEC_23KV_TRIA_1P | wires=[PEC_#2AWG_ACSR | PEC_#2AWG_ACSR | ]
New | Line.7143K_7145K_2626923 | Phases= | 2 | Bus1=1106214.1.3 | Bus2=1106216.1.3 | Length=57.302400 | units=m | Spacing=PEC_PEC_23KV_TRIA_2P | wires=[PEC_#1/0AWG_AAAC | PEC_#1/0AWG_AAAC | PEC_#2AWG_ACSR | ]
New | Line.107B88_12JB23_2672973 | Phases= | 1 | Bus1=103125269.1 | Bus2=26485021.1 | Length=19.202400 | units=m | Spacing=PEC_PEC_23KV_TRIA_1P | wires=[PEC_#1/0AWG_AAAC | PEC_1/0_ACSR | ]
New | Line.A458K_A459K_2626968 | Phases= | 2 | Bus1=26281715.1.3 | Bus2=26281714.1.3 | Length=59.740800 | units=m | Spacing=PEC_PEC_23KV_TRIA_2P | wires=[PEC_#1/0AWG_ACSR | PEC_#1/0AWG_ACSR | PEC_#2AWG_ACSR | ]
New | Line.U566BH_U567BH_2628359 | Phases= | 3 | Bus1=1140197.1.2.3 | Bus2=1140167.1.2.3 | Length=71.932800 | units=m | Spacing=PEC_PEC_23KV_TRIA_3P | wires=[PEC_477KCMIL_AAC | PEC_477KCMIL_AAC | PEC_477KCMIL_AAC | PEC_#1/0AWG_ACSR | ]
New | Line.7112K_C799K_2627007 | Phases= | 2 | Bus1=26281700.1.3 | Bus2=26281699.1.3 | Length=83.820000 | units=m | Spacing=PEC_PEC_23KV_VERT_2P | wires=[PEC_#1/0AWG_ACSR | PEC_#1/0AWG_ACSR | PEC_#1/0AWG_ACSR | ]
New | Line.U479BH_U489BH_2667580 | Phases= | 3 | Bus1=103128942.1.2.3 | Bus2=26119675.1.2.3 | Length=95.707200 | units=m | Spacing=PEC_PEC_23KV_VERT_3P | wires=[PEC_477KCMIL_AAC | PEC_477KCMIL_AAC | PEC_477KCMIL_AAC | PEC_#1/0AWG_AAAC | ]
New | Line.6MG63_100458_2665163 | Phases= | 3 | Bus1=25173472.1.2.3 | Bus2=26803517.1.2.3 | Length=91.135200 | units=m | Spacing=PEC_PEC_23KV_TRIA_3P | wires=[PEC_477KCMIL_AAC | PEC_477KCMIL_AAC | PEC_477KCMIL_AAC | PEC_1/0_ACSR | ]
New | Line.U348BH_G9Z22_2626901 | Phases= | 3 | Bus1=1140866.1.2.3 | Bus2=1140863.1.2.3 | Length=50.596800 | units=m | Spacing=PEC_PEC_23KV_VERT_3P | wires=[PEC_477KCMIL_AAC | PEC_477KCMIL_AAC | PEC_477KCMIL_AAC | PEC_1/0_ACSR | ]
New | Line.D884K_D885K_2628410 | Phases= | 3 | Bus1=1104550.1.2.3 | Bus2=25783320.1.2.3 | Length=83.820000 | units=m | Spacing=PEC_PEC_23KV_TRIA_3P | wires=[PEC_477KCMIL_AAC | PEC_477KCMIL_AAC | PEC_477KCMIL_AAC | PEC_#1/0AWG_AAAC | ]
New | Line.7367K_158L58_2628408 | Phases= | 3 | Bus1=103181251.1.2.3 | Bus2=1104681.1.2.3 | Length=57.957720 | units=m | Spacing=PEC_PEC_23KV_TRIA_3P | wires=[PEC_477KCMIL_AAC | PEC_477KCMIL_AAC | PEC_477KCMIL_AAC | PEC_#2AWG_ACSR | ]
New | Line.U553BH_U554BH_2628342 | Phases= | 1 | Bus1=1140220.3 | Bus2=1140190.3 | Length=60.655200 | units=m | Spacing=PEC_PEC_23KV_TRIA_1P | wires=[PEC_#2AWG_ACSR | PEC_#2AWG_ACSR | ]
New | Line.U543BH_U551BH_2628337 | Phases= | 1 | Bus1=1140222.3 | Bus2=1140193.3 | Length=48.768000 | units=m | Spacing=PEC_PEC_23KV_TRIA_1P | wires=[PEC_#2AWG_ACSR | PEC_#2AWG_ACSR | ]
New | Line.10CY32_10CY33_2663809 | Phases= | 3 | Bus1=25905255.1.2.3 | Bus2=25905256.1.2.3 | Length=97.840800 | units=m | Spacing=PEC_PEC_23KV_TRIA_3P | wires=[PEC_477KCMIL_AAC | PEC_477KCMIL_AAC | PEC_477KCMIL_AAC | PEC_1/0_ACSR | ]
New | Line.U876BH_U877BH_2625901 | Phases= | 1 | Bus1=1140515.1 | Bus2=1140867.1 | Length=75.895200 | units=m | Spacing=PEC_PEC_23KV_TRIA_1P | wires=[PEC_#2AWG_ACSR | PEC_#2AWG_ACSR | ]
New | Line.U879BH_U880BH_2625897 | Phases= | 1 | Bus1=1141081.1 | Bus2=1141080.1 | Length=83.820000 | units=m | Spacing=PEC_PEC_23KV_TRIA_1P | wires=[PEC_#1/0AWG_ACSR | PEC_#1/0AWG_ACSR | ]
New | Line.10EF34_10D187_2663677 | Phases= | 3 | Bus1=25893620.1.2.3 | Bus2=25905475.1.2.3 | Length=19.507200 | units=m | Spacing=PEC_PEC_23KV_TRIA_3P | wires=[PEC_477KCMIL_AAC | PEC_477KCMIL_AAC | PEC_477KCMIL_AAC | PEC_#4/0AWG_ACSR | ]
New | Line.7365K_5DN79_2652210 | Phases= | 1 | Bus1=25098741.2 | Bus2=1104964.2 | Length=64.008000 | units=m | Spacing=PEC_PEC_23KV_TRIA_1P | wires=[PEC_#2AWG_ACSR | PEC_#2AWG_ACSR | ]
New | Line.U122BH_U414BH_103374413 | Phases= | 3 | Bus1=103117918.1.2.3 | Bus2=103117921.1.2.3 | Length=45.323760 | units=m | Spacing=PEC_PEC_23KV_TRIA_3P | wires=[PEC_477KCMIL_AAC | PEC_477KCMIL_AAC | PEC_477KCMIL_AAC | PEC_1/0_ACSR | ]
New | Line.14J292_ND80BH_2626904 | Phases= | 3 | Bus1=1140858.1.2.3 | Bus2=1140827.1.2.3 | Length=75.285600 | units=m | Spacing=PEC_PEC_23KV_VERT_3P | wires=[PEC_477KCMIL_AAC | PEC_477KCMIL_AAC | PEC_477KCMIL_AAC | PEC_1/0_ACSR | ]
New | Line.7351K_7352K_2629421 | Phases= | 1 | Bus1=1104732.2 | Bus2=1104708.2 | Length=99.669600 | units=m | Spacing=PEC_PEC_23KV_TRIA_1P | wires=[PEC_#4AWG_ACSR | PEC_#4AWG_ACSR | ]
New | Line.U787BH_U789BH_2626941 | Phases= | 2 | Bus1=1140453.1.3 | Bus2=1140305.1.3 | Length=49.377600 | units=m | Spacing=PEC_PEC_23KV_TRIA_2P | wires=[PEC_#1/0AWG_AAAC | PEC_#1/0AWG_AAAC | PEC_#2AWG_ACSR | ]
New | Line.5R685_7110K_2627028 | Phases= | 1 | Bus1=103675378.1 | Bus2=26281695.1 | Length=67.056000 | units=m | Spacing=PEC_PEC_23KV_TRIA_1P | wires=[PEC_#2AWG_ACSR | PEC_#2AWG_ACSR | ]
New | Line.A450K_A451K_2626960 | Phases= | 1 | Bus1=1106193.3 | Bus2=1106220.3 | Length=76.200000 | units=m | Spacing=PEC_PEC_23KV_TRIA_1P | wires=[PEC_#4AWG_ACSR | PEC_#4AWG_ACSR | ]
New | Line.7112K_13HW95_2627006 | Phases= | 2 | Bus1=26281699.1.3 | Bus2=26677225.1.3 | Length=62.179200 | units=m | Spacing=PEC_PEC_23KV_TRIA_2P | wires=[PEC_#1/0AWG_ACSR | PEC_#1/0AWG_ACSR | PEC_#1/0AWG_ACSR | ]
New | Line.U409BH_U122BH_103374408 | Phases= | 3 | Bus1=103118125.1.2.3 | Bus2=103117918.1.2.3 | Length=76.352400 | units=m | Spacing=PEC_PEC_23KV_TRIA_3P | wires=[PEC_477KCMIL_AAC | PEC_477KCMIL_AAC | PEC_477KCMIL_AAC | PEC_1/0_ACSR | ]
New | Line.12116_12118_2627013 | Phases= | 2 | Bus1=26281708.1.3 | Bus2=26281709.1.3 | Length=26.822400 | units=m | Spacing=PEC_PEC_23KV_TRIA_2P | wires=[PEC_#1/0AWG_AAC | PEC_#1/0AWG_AAC | PEC_#1/0AWG_AAC | ]
New | Line.U760BH_2X516_2626937 | Phases= | 1 | Bus1=1140489.1 | Bus2=25111713.1 | Length=49.987200 | units=m | Spacing=PEC_PEC_23KV_TRIA_1P | wires=[PEC_#2AWG_ACSR | PEC_1/0_ACSR | ]
New | Line.U494BH_U495BH_2628304 | Phases= | 1 | Bus1=1140682.3 | Bus2=1140673.3 | Length=55.778400 | units=m | Spacing=PEC_PEC_23KV_TRIA_1P | wires=[PEC_#2AWG_ACSR | PEC_#2AWG_ACSR | ]
New | Line.A456K_A466K_2626970 | Phases= | 1 | Bus1=26165251.1 | Bus2=1105664.1 | Length=92.659200 | units=m | Spacing=PEC_PEC_23KV_TRIA_1P | wires=[PEC_#4AWG_ACSR | PEC_#4AWG_ACSR | ]
New | Line.107B90_2XB15_2626938 | Phases= | 2 | Bus1=25726610.1.3 | Bus2=1140469.1.3 | Length=66.141600 | units=m | Spacing=PEC_PEC_23KV_VERT_2P | wires=[PEC_#1/0AWG_AAAC | PEC_#1/0AWG_AAAC | PEC_#2AWG_ACSR | ]
New | Line.S001K_U574K_2673190 | Phases= | 3 | Bus1=26499102.1.2.3 | Bus2=1104992.1.2.3 | Length=96.621600 | units=m | Spacing=PEC_PEC_23KV_TRIA_3P | wires=[PEC_477KCMIL_AAC | PEC_477KCMIL_AAC | PEC_477KCMIL_AAC | PEC_#1/0AWG_AAAC | ]
New | Line.7139K_7140K_2626925 | Phases= | 1 | Bus1=1106104.3 | Bus2=1106100.3 | Length=25.298400 | units=m | Spacing=PEC_PEC_23KV_TRIA_1P | wires=[PEC_#4AWG_ACSR | PEC_#4AWG_ACSR | ]
New | Line.S001K_7378K_2628397 | Phases= | 3 | Bus1=1104992.1.2.3 | Bus2=1104995.1.2.3 | Length=75.285600 | units=m | Spacing=PEC_PEC_23KV_TRIA_3P | wires=[PEC_477KCMIL_AAC | PEC_477KCMIL_AAC | PEC_477KCMIL_AAC | PEC_#1/0AWG_ACSR | ]
New | Line.105505_U339BH_103020784 | Phases= | 3 | Bus1=103007685.1.2.3 | Bus2=103007628.1.2.3 | Length=16.693896 | units=m | Spacing=PEC_PEC_23KV_HORZ_3P | wires=[PEC_477KCMIL_AAC | PEC_477KCMIL_AAC | PEC_477KCMIL_AAC | PEC_#4/0AWG_AAAC | ]
New | Line.107C01_0M737_2626939 | Phases= | 3 | Bus1=25885367.1.2.3 | Bus2=25885435.1.2.3 | Length=80.772000 | units=m | Spacing=PEC_PEC_23KV_TRIA_3P | wires=[PEC_477KCMIL_AAC | PEC_477KCMIL_AAC | PEC_477KCMIL_AAC | PEC_1/0_ACSR | ]
New | Line.A463K_12116_2627012 | Phases= | 2 | Bus1=26281708.1.3 | Bus2=26281707.1.3 | Length=100.888800 | units=m | Spacing=PEC_PEC_23KV_TRIA_2P | wires=[PEC_#1/0AWG_ACSR | PEC_#1/0AWG_ACSR | PEC_#1/0AWG_ACSR | ]
New | Line.CCV22_6TD34_2654584 | Phases= | 3 | Bus1=25240433.1.2.3 | Bus2=1105027.1.2.3 | Length=34.747200 | units=m | Spacing=PEC_PEC_23KV_TRIA_3P | wires=[PEC_477KCMIL_AAC | PEC_477KCMIL_AAC | PEC_477KCMIL_AAC | PEC_#1/0AWG_AAAC | ]
New | Line.U872BH_U874BH_2625899 | Phases= | 3 | Bus1=25885434.1.2.3 | Bus2=25885433.1.2.3 | Length=78.638400 | units=m | Spacing=PEC_PEC_23KV_TRIA_3P | wires=[PEC_477KCMIL_AAC | PEC_477KCMIL_AAC | PEC_477KCMIL_AAC | PEC_1/0_ACSR | ]
New | Line.7231K_158Q94_2628407 | Phases= | 3 | Bus1=103180975.1.2.3 | Bus2=1104683.1.2.3 | Length=54.223920 | units=m | Spacing=PEC_PEC_23KV_HORZ_3P | wires=[PEC_477KCMIL_AAC | PEC_477KCMIL_AAC | PEC_477KCMIL_AAC | PEC_#1/0AWG_ACSR | ]
New | Line.U498BH_U517BH_2628306 | Phases= | 1 | Bus1=1140418.3 | Bus2=1140415.3 | Length=93.268800 | units=m | Spacing=PEC_PEC_23KV_TRIA_1P | wires=[PEC_#1/0AWG_ACSR | PEC_#1/0AWG_ACSR | ]
New | Line.U518BH_U519BH_2628308 | Phases= | 1 | Bus1=1140700.3 | Bus2=1140698.3 | Length=78.028800 | units=m | Spacing=PEC_PEC_23KV_TRIA_1P | wires=[PEC_#1/0AWG_ACSR | PEC_#1/0AWG_ACSR | ]
New | Line.0M737_U872BH_2626945 | Phases= | 3 | Bus1=25885435.1.2.3 | Bus2=25885434.1.2.3 | Length=81.076800 | units=m | Spacing=PEC_PEC_23KV_HORZ_3P | wires=[PEC_477KCMIL_AAC | PEC_477KCMIL_AAC | PEC_477KCMIL_AAC | PEC_1/0_ACSR | ]
New | Line.U787BH_U791BH_2626942 | Phases= | 1 | Bus1=103197620.3 | Bus2=1140467.3 | Length=27.736800 | units=m | Spacing=PEC_PEC_23KV_TRIA_1P | wires=[PEC_#6AWG_CSD | PEC_#6AWG_CSD | ]
New | Line.7354K_7356K_2629424 | Phases= | 1 | Bus1=1104968.2 | Bus2=1104971.2 | Length=116.738400 | units=m | Spacing=PEC_PEC_23KV_TRIA_1P | wires=[PEC_#2AWG_ACSR | PEC_#2AWG_ACSR | ]
New | Line.U343BH_G9Z21_2626899 | Phases= | 3 | Bus1=103007689.1.2.3 | Bus2=25859631.1.2.3 | Length=48.158400 | units=m | Spacing=PEC_PEC_23KV_VERT_3P | wires=[PEC_477KCMIL_AAC | PEC_477KCMIL_AAC | PEC_477KCMIL_AAC | PEC_1/0_ACSR | ]
New | Line.B323K_B324K_2626950 | Phases= | 1 | Bus1=1106201.3 | Bus2=1106175.3 | Length=42.062400 | units=m | Spacing=PEC_PEC_23KV_TRIA_1P | wires=[PEC_#1/0AWG_ACSR | PEC_#1/0AWG_ACSR | ]
New | Line.U761BH_U764BH_2626947 | Phases= | 1 | Bus1=1140496.1 | Bus2=1140821.1 | Length=58.521600 | units=m | Spacing=PEC_PEC_23KV_TRIA_1P | wires=[PEC_#2AWG_ACSR | PEC_#2AWG_ACSR | ]
New | Line.7377K_7378K_2628396 | Phases= | 3 | Bus1=1104995.1.2.3 | Bus2=1104997.1.2.3 | Length=138.684000 | units=m | Spacing=PEC_PEC_23KV_TRIA_3P | wires=[PEC_477KCMIL_AAC | PEC_477KCMIL_AAC | PEC_477KCMIL_AAC | PEC_#1/0AWG_ACSR | ]
New | Line.G9L63_G9L64_2625903 | Phases= | 3 | Bus1=25885432.1.2.3 | Bus2=25885431.1.2.3 | Length=88.087200 | units=m | Spacing=PEC_PEC_23KV_VERT_3P | wires=[PEC_477KCMIL_AAC | PEC_477KCMIL_AAC | PEC_477KCMIL_AAC | PEC_1/0_ACSR | ]
New | Line.U565BH_U566BH_2628332 | Phases= | 3 | Bus1=1140198.1.2.3 | Bus2=1140197.1.2.3 | Length=110.032800 | units=m | Spacing=PEC_PEC_23KV_TRIA_3P | wires=[PEC_477KCMIL_AAC | PEC_477KCMIL_AAC | PEC_477KCMIL_AAC | PEC_#1/0AWG_ACSR | ]
New | Line.C817K_A463K_2627011 | Phases= | 2 | Bus1=26281707.1.3 | Bus2=26281704.1.3 | Length=56.997600 | units=m | Spacing=PEC_PEC_23KV_VERT_2P | wires=[PEC_#1/0AWG_ACSR | PEC_#1/0AWG_ACSR | PEC_#1/0AWG_ACSR | ]
New | Line.10CY33_119L99_2677000 | Phases= | 3 | Bus1=25905256.1.2.3 | Bus2=26133822.1.2.3 | Length=97.536000 | units=m | Spacing=PEC_PEC_23KV_TRIA_3P | wires=[PEC_477KCMIL_AAC | PEC_477KCMIL_AAC | PEC_477KCMIL_AAC | PEC_1/0_ACSR | ]
New | Line.B327K_B328K_2626954 | Phases= | 1 | Bus1=1106152.3 | Bus2=1106143.3 | Length=84.429600 | units=m | Spacing=PEC_PEC_23KV_TRIA_1P | wires=[PEC_#1/0AWG_ACSR | PEC_#1/0AWG_ACSR | ]
New | Line.7228K_D883K_2628432 | Phases= | 3 | Bus1=1104449.1.2.3 | Bus2=1104450.1.2.3 | Length=90.830400 | units=m | Spacing=PEC_PEC_23KV_TRIA_3P | wires=[PEC_477KCMIL_AAC | PEC_477KCMIL_AAC | PEC_477KCMIL_AAC | PEC_#1/0AWG_AAAC | ]
New | Line.6MG68_6MG67_2677002 | Phases= | 3 | Bus1=25274945.1.2.3 | Bus2=26698613.1.2.3 | Length=79.248000 | units=m | Spacing=PEC_PEC_23KV_TRIA_3P | wires=[PEC_477KCMIL_AAC | PEC_477KCMIL_AAC | PEC_477KCMIL_AAC | PEC_1/0_ACSR | ]
New | Line.A459K_A460K_2626969 | Phases= | 2 | Bus1=26281714.1.3 | Bus2=26281712.1.3 | Length=104.851200 | units=m | Spacing=PEC_PEC_23KV_TRIA_2P | wires=[PEC_#1/0AWG_ACSR | PEC_#1/0AWG_ACSR | PEC_#1/0AWG_ACSR | ]
New | Line.U349BH_G9Z23_2626916 | Phases= | 3 | Bus1=1140862.1.2.3 | Bus2=1140784.1.2.3 | Length=69.494400 | units=m | Spacing=PEC_PEC_23KV_VERT_3P | wires=[PEC_477KCMIL_AAC | PEC_477KCMIL_AAC | PEC_477KCMIL_AAC | PEC_1/0_ACSR | ]
New | Line.141D28_6MG75_2678592 | Phases= | 3 | Bus1=25932967.1.2.3 | Bus2=26803492.1.2.3 | Length=14.630400 | units=m | Spacing=PEC_PEC_23KV_VERT_3P | wires=[PEC_477KCMIL_AAC | PEC_477KCMIL_AAC | PEC_477KCMIL_AAC | PEC_1/0_ACSR | ]
New | Line.U498BH_U514BH_2628321 | Phases= | 3 | Bus1=1140417.1.2.3 | Bus2=1140378.1.2.3 | Length=98.755200 | units=m | Spacing=PEC_PEC_23KV_TRIA_3P | wires=[PEC_477KCMIL_AAC | PEC_477KCMIL_AAC | PEC_477KCMIL_AAC | PEC_#1/0AWG_AAAC | ]
New | Line.U754BH_U755BH_2626932 | Phases= | 1 | Bus1=103125270.1 | Bus2=1140502.1 | Length=43.281600 | units=m | Spacing=PEC_PEC_23KV_TRIA_1P | wires=[PEC_#2AWG_ACSR | PEC_1/0_ACSR | ]
New | Line.U522BH_U522BH_2628310 | Phases= | 1 | Bus1=1140709.3 | Bus2=T4795B23_10000052.3 | Length=44.196000 | units=m | Spacing=PEC_PEC_23KV_TRIA_1P | wires=[PEC_#2AWG_ACSR | PEC_#1/0AWG_ACSR | ]
New | Line.U779BH_U779BH_2626913 | Phases= | 1 | Bus1=1140842.1 | Bus2=T4795B23_10000050.1 | Length=104.546400 | units=m | Spacing=PEC_PEC_23KV_TRIA_1P | wires=[PEC_#2AWG_ACSR | PEC_#2AWG_ACSR | ]
New | Line.D883K_149479_2628433 | Phases= | 3 | Bus1=26854287.1.2.3 | Bus2=1104449.1.2.3 | Length=45.415200 | units=m | Spacing=PEC_PEC_23KV_TRIA_3P | wires=[PEC_477KCMIL_AAC | PEC_477KCMIL_AAC | PEC_477KCMIL_AAC | PEC_#1/0AWG_AAAC | ]
New | Line.U493BH_U497BH_2628302 | Phases= | 3 | Bus1=1140685.1.2.3 | Bus2=1140702.1.2.3 | Length=60.655200 | units=m | Spacing=PEC_PEC_23KV_TRIA_3P | wires=[PEC_477KCMIL_AAC | PEC_477KCMIL_AAC | PEC_477KCMIL_AAC | PEC_#1/0AWG_AAAC | ]
New | Line.6MG69_6MG70_2653432 | Phases= | 3 | Bus1=25173478.1.2.3 | Bus2=25173477.1.2.3 | Length=56.997600 | units=m | Spacing=PEC_PEC_23KV_TRIA_3P | wires=[PEC_477KCMIL_AAC | PEC_477KCMIL_AAC | PEC_477KCMIL_AAC | PEC_1/0_ACSR | ]
New | Line.A169K_A455K_2626964 | Phases= | 2 | Bus1=1105717.1.3 | Bus2=103010980.1.3 | Length=101.803200 | units=m | Spacing=PEC_PEC_23KV_VERT_2P | wires=[PEC_#1/0AWG_AAAC | PEC_#1/0AWG_AAAC | PEC_#2AWG_ACSR | ]
New | Line.158L55_U570BH_103537233 | Phases= | 3 | Bus1=103160087.1.2.3 | Bus2=1140119.1.2.3 | Length=45.442632 | units=m | Spacing=PEC_PEC_23KV_TRIA_3P | wires=[PEC_477KCMIL_AAC | PEC_477KCMIL_AAC | PEC_477KCMIL_AAC | PEC_#1/0AWG_ACSR | ]
New | Line.ND81BH_14J292_2626903 | Phases= | 3 | Bus1=1140860.1.2.3 | Bus2=1140858.1.2.3 | Length=81.381600 | units=m | Spacing=PEC_PEC_23KV_VERT_3P | wires=[PEC_477KCMIL_AAC | PEC_477KCMIL_AAC | PEC_477KCMIL_AAC | PEC_1/0_ACSR | ]
New | Line.7372K_8CM12_2657045 | Phases= | 3 | Bus1=25426800.1.2.3 | Bus2=1104677.1.2.3 | Length=107.289600 | units=m | Spacing=PEC_PEC_23KV_VERT_3P | wires=[PEC_477KCMIL_AAC | PEC_477KCMIL_AAC | PEC_477KCMIL_AAC | PEC_#1/0AWG_ACSR | ]
New | Line.7348K_7349K_2629440 | Phases= | 1 | Bus1=1104641.2 | Bus2=1104638.2 | Length=150.266400 | units=m | Spacing=PEC_PEC_23KV_TRIA_1P | wires=[PEC_#1/0AWG_ACSR | PEC_#1/0AWG_ACSR | ]
New | Line.158L51_U399BH_103374339 | Phases= | 3 | Bus1=1141031.1.2.3 | Bus2=103117894.1.2.3 | Length=43.726608 | units=m | Spacing=PEC_PEC_23KV_HORZ_3P | wires=[PEC_477KCMIL_AAC | PEC_477KCMIL_AAC | PEC_477KCMIL_AAC | PEC_#1/0AWG_AAAC | ]
New | Line.13HW95_7110K_2676067 | Phases= | 2 | Bus1=26677225.1.3 | Bus2=26281693.1.3 | Length=20.726400 | units=m | Spacing=PEC_PEC_23KV_TRIA_2P | wires=[PEC_#1/0AWG_ACSR | PEC_#1/0AWG_ACSR | PEC_#1/0AWG_ACSR | ]
New | Line.A458K_A469K_2626972 | Phases= | 1 | Bus1=26165252.3 | Bus2=1105592.3 | Length=65.836800 | units=m | Spacing=PEC_PEC_23KV_TRIA_1P | wires=[PEC_#4AWG_ACSR | PEC_#4AWG_ACSR | ]
New | Line.G2309_U569BH_2628361 | Phases= | 3 | Bus1=1140124.1.2.3 | Bus2=1140123.1.2.3 | Length=64.008000 | units=m | Spacing=PEC_PEC_23KV_HORZ_3P | wires=[PEC_477KCMIL_AAC | PEC_477KCMIL_AAC | PEC_477KCMIL_AAC | PEC_#1/0AWG_ACSR | ]
New | Line.158L54_U565BH_103537223 | Phases= | 3 | Bus1=103160086.1.2.3 | Bus2=1140198.1.2.3 | Length=45.595032 | units=m | Spacing=PEC_PEC_23KV_TRIA_3P | wires=[PEC_477KCMIL_AAC | PEC_477KCMIL_AAC | PEC_477KCMIL_AAC | PEC_#1/0AWG_ACSR | ]
New | Line.U877BH_U878BH_2625895 | Phases= | 1 | Bus1=1140867.1 | Bus2=1140874.1 | Length=104.546400 | units=m | Spacing=PEC_PEC_23KV_TRIA_1P | wires=[PEC_#2AWG_ACSR | PEC_#2AWG_ACSR | ]
New | Line.6MG67_7RE78_2676507 | Phases= | 3 | Bus1=26698613.1.2.3 | Bus2=25173474.1.2.3 | Length=81.991200 | units=m | Spacing=PEC_PEC_23KV_TRIA_3P | wires=[PEC_477KCMIL_AAC | PEC_477KCMIL_AAC | PEC_477KCMIL_AAC | PEC_1/0_ACSR | ]
New | Line.U771BH_U774BH_2626910 | Phases= | 1 | Bus1=1140854.1 | Bus2=1140852.1 | Length=59.740800 | units=m | Spacing=PEC_PEC_23KV_TRIA_1P | wires=[PEC_#2AWG_ACSR | PEC_#2AWG_ACSR | ]
New | Line.158Q94_7367K_103610407 | Phases= | 3 | Bus1=1104681.1.2.3 | Bus2=103180975.1.2.3 | Length=47.579280 | units=m | Spacing=PEC_PEC_23KV_TRIA_3P | wires=[PEC_477KCMIL_AAC | PEC_477KCMIL_AAC | PEC_477KCMIL_AAC | PEC_#1/0AWG_ACSR | ]
New | Line.A432K_A867K_2627005 | Phases= | 1 | Bus1=1105689.3 | Bus2=1105687.3 | Length=59.436000 | units=m | Spacing=PEC_PEC_23KV_TRIA_1P | wires=[PEC_#1/0AWG_ACSR | PEC_#1/0AWG_ACSR | ]
New | Line.U754BH_U758BH_2626934 | Phases= | 3 | Bus1=25879306.1.2.3 | Bus2=1140498.1.2.3 | Length=70.104000 | units=m | Spacing=PEC_PEC_23KV_TRIA_3P | wires=[PEC_477KCMIL_AAC | PEC_477KCMIL_AAC | PEC_477KCMIL_AAC | PEC_1/0_ACSR | ]
New | Line.U493BH_U494BH_2628303 | Phases= | 1 | Bus1=25726608.3 | Bus2=1140682.3 | Length=50.292000 | units=m | Spacing=PEC_PEC_23KV_TRIA_1P | wires=[PEC_#2AWG_ACSR | PEC_#2AWG_ACSR | ]
New | Line.10CY28_10CY29_2678557 | Phases= | 3 | Bus1=26803447.1.2.3 | Bus2=26803448.1.2.3 | Length=78.943200 | units=m | Spacing=PEC_PEC_23KV_TRIA_3P | wires=[PEC_477KCMIL_AAC | PEC_477KCMIL_AAC | PEC_477KCMIL_AAC | PEC_1/0_ACSR | ]
New | Line.A460K_A461K_2626974 | Phases= | 2 | Bus1=26281712.1.3 | Bus2=26281711.1.3 | Length=81.076800 | units=m | Spacing=PEC_PEC_23KV_TRIA_2P | wires=[PEC_#1/0AWG_ACSR | PEC_#1/0AWG_ACSR | PEC_#2AWG_ACSR | ]
New | Line.G9Z22_U349BH_2626902 | Phases= | 3 | Bus1=1140863.1.2.3 | Bus2=1140862.1.2.3 | Length=55.778400 | units=m | Spacing=PEC_PEC_23KV_VERT_3P | wires=[PEC_477KCMIL_AAC | PEC_477KCMIL_AAC | PEC_477KCMIL_AAC | PEC_1/0_ACSR | ]
New | Line.105505_U343BH_2663075 | Phases= | 3 | Bus1=103007685.1.2.3 | Bus2=103007689.1.2.3 | Length=40.538400 | units=m | Spacing=PEC_PEC_23KV_TRIA_3P | wires=[PEC_477KCMIL_AAC | PEC_477KCMIL_AAC | PEC_477KCMIL_AAC | PEC_1/0_ACSR | ]
New | Line.U760BH_U761BH_2626936 | Phases= | 1 | Bus1=25717570.1 | Bus2=1140496.1 | Length=61.264800 | units=m | Spacing=PEC_PEC_23KV_TRIA_1P | wires=[PEC_#2AWG_ACSR | PEC_1/0_ACSR | ]
New | Line.U350BH_G9Z24_2626918 | Phases= | 3 | Bus1=1140782.1.2.3 | Bus2=26870214.1.2.3 | Length=28.651200 | units=m | Spacing=PEC_PEC_23KV_TRIA_3P | wires=[PEC_477KCMIL_AAC | PEC_477KCMIL_AAC | PEC_477KCMIL_AAC | PEC_1/0_ACSR | ]
New | Line.U519BH_U521BH_2628309 | Phases= | 1 | Bus1=1140698.3 | Bus2=1140709.3 | Length=42.976800 | units=m | Spacing=PEC_PEC_23KV_TRIA_1P | wires=[PEC_#1/0AWG_ACSR | PEC_#1/0AWG_ACSR | ]
New | Line.U433BH_U434BH_103374432 | Phases= | 3 | Bus1=103117925.1.2.3 | Bus2=103117927.1.2.3 | Length=67.476624 | units=m | Spacing=PEC_PEC_23KV_VERT_3P | wires=[PEC_477KCMIL_AAC | PEC_477KCMIL_AAC | PEC_477KCMIL_AAC | PEC_1/0_ACSR | ]
New | Line.U551BH_U553BH_2628338 | Phases= | 1 | Bus1=1140193.3 | Bus2=1140220.3 | Length=50.596800 | units=m | Spacing=PEC_PEC_23KV_TRIA_1P | wires=[PEC_#2AWG_ACSR | PEC_#2AWG_ACSR | ]
New | Line.G9Z21_U348BH_2662765 | Phases= | 3 | Bus1=103136725.1.2.3 | Bus2=1140866.1.2.3 | Length=41.148000 | units=m | Spacing=PEC_PEC_23KV_VERT_3P | wires=[PEC_477KCMIL_AAC | PEC_477KCMIL_AAC | PEC_477KCMIL_AAC | PEC_1/0_ACSR | ]
New | Line.7352K_7353K_2629422 | Phases= | 1 | Bus1=1104708.2 | Bus2=1104705.2 | Length=82.905600 | units=m | Spacing=PEC_PEC_23KV_TRIA_1P | wires=[PEC_#4AWG_ACSR | PEC_#4AWG_ACSR | ]
New | Line.U517BH_U518BH_2628307 | Phases= | 1 | Bus1=1140415.3 | Bus2=1140700.3 | Length=62.179200 | units=m | Spacing=PEC_PEC_23KV_TRIA_1P | wires=[PEC_#1/0AWG_ACSR | PEC_#1/0AWG_ACSR | ]
New | Line.U760BH_107B90_2663387 | Phases= | 3 | Bus1=1140489.1.2.3 | Bus2=25879307.1.2.3 | Length=58.521600 | units=m | Spacing=PEC_PEC_23KV_VERT_3P | wires=[PEC_477KCMIL_AAC | PEC_477KCMIL_AAC | PEC_477KCMIL_AAC | PEC_1/0_ACSR | ]
New | Line.100458_7RE77_2653430 | Phases= | 3 | Bus1=25173473.1.2.3 | Bus2=25173472.1.2.3 | Length=56.997600 | units=m | Spacing=PEC_PEC_23KV_TRIA_3P | wires=[PEC_477KCMIL_AAC | PEC_477KCMIL_AAC | PEC_477KCMIL_AAC | PEC_1/0_ACSR | ]
New | Line.U878BH_U879BH_2625896 | Phases= | 1 | Bus1=1140874.1 | Bus2=1141081.1 | Length=97.840800 | units=m | Spacing=PEC_PEC_23KV_TRIA_1P | wires=[PEC_#1/0AWG_ACSR | PEC_#1/0AWG_ACSR | ]
New | Line.A169K_14MG90_2626963 | Phases= | 2 | Bus1=103004846.1.3 | Bus2=1105717.1.3 | Length=59.588400 | units=m | Spacing=PEC_PEC_23KV_VERT_2P | wires=[PEC_#1/0AWG_AAAC | PEC_#1/0AWG_AAAC | PEC_#2AWG_ACSR | ]
New | Line.6MG74_141D28_2653437 | Phases= | 3 | Bus1=26803492.1.2.3 | Bus2=25173482.1.2.3 | Length=51.511200 | units=m | Spacing=PEC_PEC_23KV_TRIA_3P | wires=[PEC_477KCMIL_AAC | PEC_477KCMIL_AAC | PEC_477KCMIL_AAC | PEC_1/0_ACSR | ]
New | Line.U764BH_U768BH_2626907 | Phases= | 1 | Bus1=1140821.1 | Bus2=1140819.1 | Length=56.997600 | units=m | Spacing=PEC_PEC_23KV_TRIA_1P | wires=[PEC_#2AWG_ACSR | PEC_#2AWG_ACSR | ]
New | Line.7146K_B323K_2626949 | Phases= | 1 | Bus1=26165248.3 | Bus2=1106201.3 | Length=78.028800 | units=m | Spacing=PEC_PEC_23KV_TRIA_1P | wires=[PEC_#1/0AWG_ACSR | PEC_#1/0AWG_ACSR | ]
New | Line.U770BH_U771BH_2626909 | Phases= | 1 | Bus1=1140809.1 | Bus2=1140854.1 | Length=57.912000 | units=m | Spacing=PEC_PEC_23KV_TRIA_1P | wires=[PEC_#2AWG_ACSR | PEC_#2AWG_ACSR | ]
New | Line.U774BH_U775BH_2626911 | Phases= | 1 | Bus1=1140852.1 | Bus2=1140844.1 | Length=57.912000 | units=m | Spacing=PEC_PEC_23KV_TRIA_1P | wires=[PEC_#2AWG_ACSR | PEC_#2AWG_ACSR | ]
New | Line.U398BH_158L51_2628255 | Phases= | 3 | Bus1=103117894.1.2.3 | Bus2=1141033.1.2.3 | Length=62.953392 | units=m | Spacing=PEC_PEC_23KV_TRIA_3P | wires=[PEC_477KCMIL_AAC | PEC_477KCMIL_AAC | PEC_477KCMIL_AAC | PEC_#1/0AWG_AAAC | ]
New | Line.7347K_7348K_2629439 | Phases= | 1 | Bus1=1104638.2 | Bus2=T4795B23_10000053.2 | Length=145.389600 | units=m | Spacing=PEC_TRIANGULAR_1P | wires=[PEC_#1/0AWG_ACSR | PEC_#1/0AWG_ACSR | ]
New | Line.A456K_A465K_2626971 | Phases= | 2 | Bus1=26281717.1.3 | Bus2=26281718.1.3 | Length=111.556800 | units=m | Spacing=PEC_PEC_23KV_TRIA_2P | wires=[PEC_#1/0AWG_ACSR | PEC_#1/0AWG_ACSR | PEC_#1/0AWG_ACSR | ]
New | Line.U537BH_U563BH_2628329 | Phases= | 3 | Bus1=1140287.1.2.3 | Bus2=1140225.1.2.3 | Length=21.945600 | units=m | Spacing=PEC_PEC_23KV_TRIA_3P | wires=[PEC_477KCMIL_AAC | PEC_477KCMIL_AAC | PEC_477KCMIL_AAC | PEC_#1/0AWG_ACSR | ]
New | Line.7356K_7363K_2629425 | Phases= | 1 | Bus1=1104967.2 | Bus2=1104968.2 | Length=101.803200 | units=m | Spacing=PEC_PEC_23KV_TRIA_1P | wires=[PEC_#2AWG_ACSR | PEC_#2AWG_ACSR | ]
New | Line.U794BH_U870BH_2626946 | Phases= | 1 | Bus1=1140456.3 | Bus2=1140505.3 | Length=117.652800 | units=m | Spacing=PEC_PEC_23KV_TRIA_1P | wires=[PEC_#2AWG_ACSR | PEC_#2AWG_ACSR | ]
New | Line.A457K_A458K_2626967 | Phases= | 2 | Bus1=26281716.1.3 | Bus2=26281715.1.3 | Length=65.532000 | units=m | Spacing=PEC_PEC_23KV_TRIA_2P | wires=[PEC_#1/0AWG_ACSR | PEC_#1/0AWG_ACSR | PEC_#2AWG_ACSR | ]
New | Line.U540BH_U543BH_2628335 | Phases= | 1 | Bus1=1140272.3 | Bus2=1140222.3 | Length=94.488000 | units=m | Spacing=PEC_PEC_23KV_TRIA_1P | wires=[PEC_#2AWG_ACSR | PEC_#2AWG_ACSR | ]
New | Line.U874BH_U876BH_2625900 | Phases= | 1 | Bus1=25717575.1 | Bus2=1140515.1 | Length=81.076800 | units=m | Spacing=PEC_PEC_23KV_TRIA_1P | wires=[PEC_#2AWG_ACSR | PEC_1/0_ACSR | ]
New | Line.G9L64_G9L65_2625904 | Phases= | 3 | Bus1=25885431.1.2.3 | Bus2=25885430.1.2.3 | Length=98.450400 | units=m | Spacing=PEC_PEC_23KV_VERT_3P | wires=[PEC_477KCMIL_AAC | PEC_477KCMIL_AAC | PEC_477KCMIL_AAC | PEC_1/0_ACSR | ]
New | Line.U362BH_U363BH_2626906 | Phases= | 1 | Bus1=1140825.1 | Bus2=1140856.1 | Length=100.279200 | units=m | Spacing=PEC_PEC_23KV_TRIA_1P | wires=[PEC_#1/0AWG_ACSR | PEC_#1/0AWG_ACSR | ]
New | Line.U557BH_U561BH_2628340 | Phases= | 1 | Bus1=1140218.3 | Bus2=1140270.3 | Length=77.419200 | units=m | Spacing=PEC_PEC_23KV_TRIA_1P | wires=[PEC_#2AWG_ACSR | PEC_#2AWG_ACSR | ]
New | Line.U564BH_158L54_2628331 | Phases= | 3 | Bus1=1140224.1.2.3 | Bus2=103160086.1.2.3 | Length=56.817768 | units=m | Spacing=PEC_PEC_23KV_TRIA_3P | wires=[PEC_477KCMIL_AAC | PEC_477KCMIL_AAC | PEC_477KCMIL_AAC | PEC_#1/0AWG_ACSR | ]
New | Line.A461K_12116_2627001 | Phases= | 2 | Bus1=26281711.1.3 | Bus2=26281708.1.3 | Length=99.974400 | units=m | Spacing=PEC_PEC_23KV_TRIA_2P | wires=[PEC_#1/0AWG_ACSR | PEC_#1/0AWG_ACSR | PEC_#1/0AWG_ACSR | ]
New | Line.G9Z23_U350BH_2626917 | Phases= | 3 | Bus1=1140784.1.2.3 | Bus2=1140782.1.2.3 | Length=43.281600 | units=m | Spacing=PEC_PEC_23KV_VERT_3P | wires=[PEC_477KCMIL_AAC | PEC_477KCMIL_AAC | PEC_477KCMIL_AAC | PEC_1/0_ACSR | ]
New | Line.7231K_7232K_2628412 | Phases= | 1 | Bus1=1104683.1 | Bus2=1104674.1 | Length=35.052000 | units=m | Spacing=PEC_PEC_23KV_TRIA_1P | wires=[PEC_#4AWG_CHD | PEC_#4AWG_CHD | ]
New | Line.119L99_10DQ79_2667809 | Phases= | 3 | Bus1=26133822.1.2.3 | Bus2=26331048.1.2.3 | Length=11.582400 | units=m | Spacing=PEC_PEC_23KV_TRIA_3P | wires=[PEC_477KCMIL_AAC | PEC_477KCMIL_AAC | PEC_477KCMIL_AAC | PEC_1/0_ACSR | ]
New | Line.A469K_A470K_2626973 | Phases= | 1 | Bus1=1105592.3 | Bus2=1105636.3 | Length=52.730400 | units=m | Spacing=PEC_PEC_23KV_TRIA_1P | wires=[PEC_#4AWG_ACSR | PEC_#4AWG_ACSR | ]
New | Line.7378K_ABK62K_2628399 | Phases= | 1 | Bus1=1104995.3 | Bus2=1104989.3 | Length=39.928800 | units=m | Spacing=PEC_PEC_23KV_TRIA_1P | wires=[PEC_#2AWG_ACSR | PEC_#2AWG_ACSR | ]
New | Line.S001K_U576K_2628398 | Phases= | 1 | Bus1=1104993.2 | Bus2=1104978.2 | Length=111.556800 | units=m | Spacing=PEC_PEC_23KV_TRIA_1P | wires=[PEC_#4AWG_ACSR | PEC_#4AWG_ACSR | ]
New | Line.7145K_A448K_2626957 | Phases= | 1 | Bus1=26160639.3 | Bus2=1106210.3 | Length=80.467200 | units=m | Spacing=PEC_PEC_23KV_TRIA_1P | wires=[PEC_#4AWG_ACSR | PEC_#4AWG_ACSR | ]
New | Line.B326K_B327K_2626953 | Phases= | 1 | Bus1=1106162.3 | Bus2=1106152.3 | Length=117.957600 | units=m | Spacing=PEC_PEC_23KV_TRIA_1P | wires=[PEC_#1/0AWG_ACSR | PEC_#1/0AWG_ACSR | ]
New | Line.PM738_107B88_2626915 | Phases= | 3 | Bus1=1140795.1.2.3 | Bus2=1140790.1.2.3 | Length=52.730400 | units=m | Spacing=PEC_PEC_23KV_TRIA_3P | wires=[PEC_477KCMIL_AAC | PEC_477KCMIL_AAC | PEC_477KCMIL_AAC | PEC_1/0_ACSR | ]
New | Line.U355BH_ND81BH_2678279 | Phases= | 3 | Bus1=26796625.1.2.3 | Bus2=1140860.1.2.3 | Length=74.066400 | units=m | Spacing=PEC_PEC_23KV_VERT_3P | wires=[PEC_477KCMIL_AAC | PEC_477KCMIL_AAC | PEC_477KCMIL_AAC | PEC_1/0_ACSR | ]
New | Line.U474BH_U476BH_103374497 | Phases= | 3 | Bus1=103117936.1.2.3 | Bus2=103117937.1.2.3 | Length=67.991736 | units=m | Spacing=PEC_PEC_23KV_TRIA_3P | wires=[PEC_477KCMIL_AAC | PEC_477KCMIL_AAC | PEC_477KCMIL_AAC | PEC_1/0_ACSR | ]
New | Line.7369K_5S377_2628409 | Phases= | 3 | Bus1=1104678.1.2.3 | Bus2=1104680.1.2.3 | Length=100.279200 | units=m | Spacing=PEC_PEC_23KV_TRIA_3P | wires=[PEC_477KCMIL_AAC | PEC_477KCMIL_AAC | PEC_477KCMIL_AAC | PEC_#1/0AWG_ACSR | ]
New | Line.U489BH_U491BH_2628300 | Phases= | 3 | Bus1=103128851.1.2.3 | Bus2=1140710.1.2.3 | Length=72.542400 | units=m | Spacing=PEC_PEC_23KV_VERT_3P | wires=[PEC_477KCMIL_AAC | PEC_477KCMIL_AAC | PEC_477KCMIL_AAC | PEC_#1/0AWG_AAAC | ]
New | Line.7142K_7143K_2626922 | Phases= | 2 | Bus1=1106216.1.3 | Bus2=1106218.1.3 | Length=60.655200 | units=m | Spacing=PEC_PEC_23KV_TRIA_2P | wires=[PEC_#1/0AWG_AAAC | PEC_#1/0AWG_AAAC | PEC_#2AWG_ACSR | ]
New | Line.U895BH_10CY28_2663805 | Phases= | 3 | Bus1=25885429.1.2.3 | Bus2=26803447.1.2.3 | Length=80.772000 | units=m | Spacing=PEC_PEC_23KV_TRIA_3P | wires=[PEC_477KCMIL_AAC | PEC_477KCMIL_AAC | PEC_477KCMIL_AAC | PEC_1/0_ACSR | ]
New | Line.6MG70_6MG71_2653433 | Phases= | 3 | Bus1=25173479.1.2.3 | Bus2=25173478.1.2.3 | Length=65.532000 | units=m | Spacing=PEC_PEC_23KV_TRIA_3P | wires=[PEC_477KCMIL_AAC | PEC_477KCMIL_AAC | PEC_477KCMIL_AAC | PEC_1/0_ACSR | ]
New | Line.A473K_A474K_2626976 | Phases= | 1 | Bus1=1105587.1 | Bus2=1105582.1 | Length=37.185600 | units=m | Spacing=PEC_PEC_23KV_TRIA_1P | wires=[PEC_#4AWG_ACSR | PEC_#4AWG_ACSR | ]
New | Line.U514BH_U533BH_2628324 | Phases= | 3 | Bus1=1140378.1.2.3 | Bus2=1140372.1.2.3 | Length=65.836800 | units=m | Spacing=PEC_PEC_23KV_VERT_3P | wires=[PEC_477KCMIL_AAC | PEC_477KCMIL_AAC | PEC_477KCMIL_AAC | PEC_#1/0AWG_AAAC | ]
New | Line.U534BH_U535BH_2628326 | Phases= | 3 | Bus1=1140364.1.2.3 | Bus2=1140295.1.2.3 | Length=43.281600 | units=m | Spacing=PEC_PEC_23KV_VERT_3P | wires=[PEC_477KCMIL_AAC | PEC_477KCMIL_AAC | PEC_477KCMIL_AAC | PEC_#1/0AWG_ACSR | ]
New | Line.U374BH_158L52_103374494 | Phases= | 3 | Bus1=103117933.1.2.3 | Bus2=103117935.1.2.3 | Length=26.956512 | units=m | Spacing=PEC_PEC_23KV_VERT_3P | wires=[PEC_477KCMIL_AAC | PEC_477KCMIL_AAC | PEC_477KCMIL_AAC | PEC_1/0_ACSR | ]
New | Line.U348BH_A984BH_2626900 | Phases= | 1 | Bus1=103125232.1 | Bus2=1140864.1 | Length=99.364800 | units=m | Spacing=PEC_PEC_23KV_TRIA_1P | wires=[PEC_#1/0AWG_ACSR | PEC_1/0_ACSR | ]
New | Line.10CY30_10CY31_2663807 | Phases= | 3 | Bus1=25905253.1.2.3 | Bus2=25905254.1.2.3 | Length=83.820000 | units=m | Spacing=PEC_PEC_23KV_TRIA_3P | wires=[PEC_477KCMIL_AAC | PEC_477KCMIL_AAC | PEC_477KCMIL_AAC | PEC_1/0_ACSR | ]
New | Line.U395BH_U397BH_2628253 | Phases= | 3 | Bus1=103136820.1.2.3 | Bus2=1141306.1.2.3 | Length=63.093600 | units=m | Spacing=PEC_PEC_23KV_VERT_3P | wires=[PEC_477KCMIL_AAC | PEC_477KCMIL_AAC | PEC_477KCMIL_AAC | PEC_#1/0AWG_AAAC | ]
New | Line.A452K_A453K_2625908 | Phases= | 1 | Bus1=1106347.3 | Bus2=1106344.3 | Length=76.504800 | units=m | Spacing=PEC_PEC_23KV_TRIA_1P | wires=[PEC_#4AWG_ACSR | PEC_#4AWG_ACSR | ]
New | Line.U553BH_U557BH_2628339 | Phases= | 1 | Bus1=1140220.3 | Bus2=1140218.3 | Length=70.713600 | units=m | Spacing=PEC_PEC_23KV_TRIA_1P | wires=[PEC_#2AWG_ACSR | PEC_#2AWG_ACSR | ]
New | Line.107B89_U754BH_2663386 | Phases= | 3 | Bus1=25879303.1.2.3 | Bus2=25879306.1.2.3 | Length=81.076800 | units=m | Spacing=PEC_PEC_23KV_TRIA_3P | wires=[PEC_477KCMIL_AAC | PEC_477KCMIL_AAC | PEC_477KCMIL_AAC | PEC_1/0_ACSR | ]
New | Line.6MG72_6MG73_2653435 | Phases= | 3 | Bus1=6MG73_2667352.1.2.3 | Bus2=25173480.1.2.3 | Length=71.932800 | units=m | Spacing=PEC_PEC_23KV_TRIA_3P | wires=[PEC_477KCMIL_AAC | PEC_477KCMIL_AAC | PEC_477KCMIL_AAC | PEC_1/0_ACSR | ]
New | Line.U750BH_0B64BH_2626956 | Phases= | 1 | Bus1=1140431.1 | Bus2=1140429.1 | Length=110.337600 | units=m | Spacing=PEC_PEC_23KV_TRIA_1P | wires=[PEC_#1/0AWG_ACSR | PEC_#1/0AWG_ACSR | ]
New | Line.G9L65_U895BH_2625905 | Phases= | 3 | Bus1=25885430.1.2.3 | Bus2=25885429.1.2.3 | Length=93.878400 | units=m | Spacing=PEC_PEC_23KV_TRIA_3P | wires=[PEC_477KCMIL_AAC | PEC_477KCMIL_AAC | PEC_477KCMIL_AAC | PEC_1/0_ACSR | ]
New | Line.7351K_7354K_2629423 | Phases= | 1 | Bus1=1104971.2 | Bus2=1104732.2 | Length=68.275200 | units=m | Spacing=PEC_PEC_23KV_TRIA_1P | wires=[PEC_#1/0AWG_ACSR | PEC_#1/0AWG_ACSR | ]
New | Line.U414BH_10L751_103374422 | Phases= | 3 | Bus1=103117921.1.2.3 | Bus2=103118152.1.2.3 | Length=33.137856 | units=m | Spacing=PEC_PEC_23KV_VERT_3P | wires=[PEC_477KCMIL_AAC | PEC_477KCMIL_AAC | PEC_477KCMIL_AAC | PEC_1/0_ACSR | ]
New | Line.158L57_7377K_103450806 | Phases= | 3 | Bus1=1104997.1.2.3 | Bus2=158L57_103450808.1.2.3 | Length=37.725096 | units=m | Spacing=PEC_PEC_23KV_TRIA_3P | wires=[PEC_477KCMIL_AAC | PEC_477KCMIL_AAC | PEC_477KCMIL_AAC | PEC_#1/0AWG_ACSR | ]
New | Line.158L53_U479BH_103374506 | Phases= | 3 | Bus1=103170813.1.2.3 | Bus2=103128942.1.2.3 | Length=47.158656 | units=m | Spacing=PEC_PEC_23KV_HORZ_3P | wires=[PEC_477KCMIL_AAC | PEC_477KCMIL_AAC | PEC_477KCMIL_AAC | PEC_1/0_ACSR | ]
New | Line.U403BH_U406BH_2628257 | Phases= | 3 | Bus1=1141046.1.2.3 | Bus2=1141029.1.2.3 | Length=54.559200 | units=m | Spacing=PEC_PEC_23KV_TRIA_3P | wires=[PEC_477KCMIL_AAC | PEC_477KCMIL_AAC | PEC_477KCMIL_AAC | PEC_#1/0AWG_AAAC | ]
New | Line.7363K_7364K_2629426 | Phases= | 1 | Bus1=1104965.2 | Bus2=1104967.2 | Length=80.772000 | units=m | Spacing=PEC_PEC_23KV_TRIA_1P | wires=[PEC_#2AWG_ACSR | PEC_#2AWG_ACSR | ]
New | Line.8CM12_8CM13_2657046 | Phases= | 3 | Bus1=25426801.1.2.3 | Bus2=25426800.1.2.3 | Length=87.782400 | units=m | Spacing=PEC_PEC_23KV_TRIA_3P | wires=[PEC_477KCMIL_AAC | PEC_477KCMIL_AAC | PEC_477KCMIL_AAC | PEC_#1/0AWG_ACSR | ]
New | Line.U567BH_G2309_2628360 | Phases= | 3 | Bus1=1140167.1.2.3 | Bus2=1140124.1.2.3 | Length=66.141600 | units=m | Spacing=PEC_PEC_23KV_TRIA_3P | wires=[PEC_477KCMIL_AAC | PEC_477KCMIL_AAC | PEC_477KCMIL_AAC | PEC_#1/0AWG_ACSR | ]
New | Line.7139K_7142K_2626921 | Phases= | 2 | Bus1=1106218.1.3 | Bus2=1106104.1.3 | Length=32.004000 | units=m | Spacing=PEC_PEC_23KV_TRIA_2P | wires=[PEC_#1/0AWG_AAAC | PEC_#1/0AWG_AAAC | PEC_#2AWG_ACSR | ]
New | Line.A456K_A457K_2626966 | Phases= | 2 | Bus1=26281717.1.3 | Bus2=26281716.1.3 | Length=65.227200 | units=m | Spacing=PEC_PEC_23KV_TRIA_2P | wires=[PEC_#1/0AWG_ACSR | PEC_#1/0AWG_ACSR | PEC_#2AWG_ACSR | ]
New | Line.7232K_7233K_2628413 | Phases= | 1 | Bus1=1104674.1 | Bus2=1104671.1 | Length=96.621600 | units=m | Spacing=PEC_PEC_23KV_TRIA_1P | wires=[PEC_#4AWG_CHD | PEC_#4AWG_CHD | ]
New | Line.U434BH_U374BH_103374436 | Phases= | 3 | Bus1=103117927.1.2.3 | Bus2=103117933.1.2.3 | Length=52.739544 | units=m | Spacing=PEC_PEC_23KV_HORZ_3P | wires=[PEC_477KCMIL_AAC | PEC_477KCMIL_AAC | PEC_477KCMIL_AAC | PEC_1/0_ACSR | ]
New | Line.2XB15_U787BH_2626940 | Phases= | 2 | Bus1=1140469.1.3 | Bus2=1140453.1.3 | Length=70.408800 | units=m | Spacing=PEC_PEC_23KV_VERT_2P | wires=[PEC_#1/0AWG_AAAC | PEC_#1/0AWG_AAAC | PEC_#2AWG_ACSR | ]
New | Line.ND80BH_PM738_2626914 | Phases= | 3 | Bus1=1140827.1.2.3 | Bus2=1140795.1.2.3 | Length=30.175200 | units=m | Spacing=PEC_PEC_23KV_VERT_3P | wires=[PEC_477KCMIL_AAC | PEC_477KCMIL_AAC | PEC_477KCMIL_AAC | PEC_1/0_ACSR | ]
New | Line.C800K_C816K_2627009 | Phases= | 2 | Bus1=26281703.1.3 | Bus2=26281701.1.3 | Length=99.364800 | units=m | Spacing=PEC_PEC_23KV_VERT_2P | wires=[PEC_#1/0AWG_ACSR | PEC_#1/0AWG_ACSR | PEC_#1/0AWG_ACSR | ]
New | Line.U755BH_U756BH_2626933 | Phases= | 1 | Bus1=1140502.1 | Bus2=25111712.1 | Length=51.816000 | units=m | Spacing=PEC_PEC_23KV_TRIA_1P | wires=[PEC_#2AWG_ACSR | PEC_#2AWG_ACSR | ]
New | Line.G9Z24_13WA55_2680205 | Phases= | 3 | Bus1=26870214.1.2.3 | Bus2=1140779.1.2.3 | Length=30.784800 | units=m | Spacing=PEC_PEC_23KV_VERT_3P | wires=[PEC_477KCMIL_AAC | PEC_477KCMIL_AAC | PEC_477KCMIL_AAC | PEC_1/0_ACSR | ]
New | Line.7375K_158L57_2628395 | Phases= | 3 | Bus1=158L57_103450808.1.2.3 | Bus2=1104998.1.2.3 | Length=38.779704 | units=m | Spacing=PEC_PEC_23KV_TRIA_3P | wires=[PEC_477KCMIL_AAC | PEC_477KCMIL_AAC | PEC_477KCMIL_AAC | PEC_#1/0AWG_ACSR | ]
New | Line.J383K_12116_2626998 | Phases= | 1 | Bus1=26160635.3 | Bus2=1105315.3 | Length=96.621600 | units=m | Spacing=PEC_PEC_23KV_TRIA_1P | wires=[PEC_#4AWG_ACSR | PEC_#4AWG_ACSR | ]
New | Line.U394BH_U409BH_103374397 | Phases= | 3 | Bus1=103119511.1.2.3 | Bus2=103118125.1.2.3 | Length=45.171360 | units=m | Spacing=PEC_PEC_23KV_TRIA_3P | wires=[PEC_477KCMIL_AAC | PEC_477KCMIL_AAC | PEC_477KCMIL_AAC | PEC_1/0_ACSR | ]
New | Line.U571BH_U572K_2628364 | Phases= | 3 | Bus1=26119676.1.2.3 | Bus2=26027224.1.2.3 | Length=106.070400 | units=m | Spacing=PEC_PEC_23KV_HORZ_3P | wires=[PEC_477KCMIL_AAC | PEC_477KCMIL_AAC | PEC_477KCMIL_AAC | PEC_#1/0AWG_AAAC | ]
New | Line.5R685_5R683_2627029 | Phases= | 1 | Bus1=26281695.1 | Bus2=26281696.1 | Length=114.909600 | units=m | Spacing=PEC_PEC_23KV_TRIA_1P | wires=[PEC_#2AWG_ACSR | PEC_#2AWG_ACSR | ]
New | Line.C816K_C817K_2627010 | Phases= | 2 | Bus1=26281704.1.3 | Bus2=26281703.1.3 | Length=107.289600 | units=m | Spacing=PEC_PEC_23KV_VERT_2P | wires=[PEC_#1/0AWG_ACSR | PEC_#1/0AWG_ACSR | PEC_#1/0AWG_ACSR | ]
New | Line.U537BH_U538BH_2628333 | Phases= | 1 | Bus1=1140288.3 | Bus2=1140285.3 | Length=77.114400 | units=m | Spacing=PEC_PEC_23KV_TRIA_1P | wires=[PEC_#2AWG_AAAC | PEC_#2AWG_ACSR | ]
New | Line.U533BH_U534BH_2628325 | Phases= | 3 | Bus1=1140372.1.2.3 | Bus2=1140364.1.2.3 | Length=67.665600 | units=m | Spacing=PEC_PEC_23KV_VERT_3P | wires=[PEC_477KCMIL_AAC | PEC_477KCMIL_AAC | PEC_477KCMIL_AAC | PEC_#1/0AWG_AAAC | ]
New | Line.U775BH_U777BH_2626912 | Phases= | 1 | Bus1=1140844.1 | Bus2=1140842.1 | Length=91.440000 | units=m | Spacing=PEC_PEC_23KV_TRIA_1P | wires=[PEC_#2AWG_ACSR | PEC_#2AWG_ACSR | ]
New | Line.13WA55_U355BH_2626919 | Phases= | 3 | Bus1=1140779.1.2.3 | Bus2=26796625.1.2.3 | Length=58.216800 | units=m | Spacing=PEC_PEC_23KV_VERT_3P | wires=[PEC_477KCMIL_AAC | PEC_477KCMIL_AAC | PEC_477KCMIL_AAC | PEC_1/0_ACSR | ]
New | Line.6MG68_6MG69_2654967 | Phases= | 3 | Bus1=25173477.1.2.3 | Bus2=25274945.1.2.3 | Length=90.220800 | units=m | Spacing=PEC_PEC_23KV_TRIA_3P | wires=[PEC_477KCMIL_AAC | PEC_477KCMIL_AAC | PEC_477KCMIL_AAC | PEC_1/0_ACSR | ]
New | Line.B325K_B326K_2626952 | Phases= | 1 | Bus1=1106172.3 | Bus2=1106162.3 | Length=77.724000 | units=m | Spacing=PEC_PEC_23KV_TRIA_1P | wires=[PEC_#1/0AWG_ACSR | PEC_#1/0AWG_ACSR | ]
New | Line.A448K_A449K_2626958 | Phases= | 1 | Bus1=1106210.3 | Bus2=1106195.3 | Length=72.237600 | units=m | Spacing=PEC_PEC_23KV_TRIA_1P | wires=[PEC_#4AWG_ACSR | PEC_#4AWG_ACSR | ]
New | Line.U874BH_G9L63_2625902 | Phases= | 3 | Bus1=25885433.1.2.3 | Bus2=25885432.1.2.3 | Length=104.241600 | units=m | Spacing=PEC_PEC_23KV_VERT_3P | wires=[PEC_477KCMIL_AAC | PEC_477KCMIL_AAC | PEC_477KCMIL_AAC | PEC_1/0_ACSR | ]
New | Line.7359K_7361K_2629429 | Phases= | 1 | Bus1=1104954.2 | Bus2=1104953.2 | Length=84.429600 | units=m | Spacing=PEC_PEC_23KV_TRIA_1P | wires=[PEC_#2AWG_ACSR | PEC_#2AWG_ACSR | ]
New | Line.U339BH_105495_103020792 | Phases= | 3 | Bus1=103007628.1.2.3 | Bus2=103007630.1.2.3 | Length=54.790848 | units=m | Spacing=PEC_PEC_23KV_HORZ_3P | wires=[PEC_477KCMIL_AAC | PEC_477KCMIL_AAC | PEC_477KCMIL_AAC | PEC_#4/0AWG_AAAC | ]
New | Line.U574K_U573K_2673192 | Phases= | 3 | Bus1=26499102.1.2.3 | Bus2=26499104.1.2.3 | Length=23.774400 | units=m | Spacing=PEC_PEC_23KV_HORZ_3P | wires=[PEC_#1/0AWG_AAAC | PEC_#1/0AWG_AAAC | PEC_#1/0AWG_AAAC | PEC_#1/0AWG_AAAC | ]
New | Line.D885K_7231K_2628411 | Phases= | 3 | Bus1=1104683.1.2.3 | Bus2=1104550.1.2.3 | Length=107.899200 | units=m | Spacing=PEC_PEC_23KV_TRIA_3P | wires=[PEC_477KCMIL_AAC | PEC_477KCMIL_AAC | PEC_477KCMIL_AAC | PEC_#1/0AWG_AAAC | ]
New | Line.A432K_A433K_2627004 | Phases= | 1 | Bus1=1105689.3 | Bus2=1105768.3 | Length=98.145600 | units=m | Spacing=PEC_PEC_23KV_TRIA_1P | wires=[PEC_#4AWG_ACSR | PEC_#4AWG_ACSR | ]
New | Line.U397BH_U398BH_2628254 | Phases= | 3 | Bus1=1141033.1.2.3 | Bus2=103136819.1.2.3 | Length=81.076800 | units=m | Spacing=PEC_PEC_23KV_HORZ_3P | wires=[PEC_477KCMIL_AAC | PEC_477KCMIL_AAC | PEC_477KCMIL_AAC | PEC_#1/0AWG_AAAC | ]
New | Line.7349K_7350K_2629419 | Phases= | 1 | Bus1=1104735.2 | Bus2=1104641.2 | Length=45.110400 | units=m | Spacing=PEC_PEC_23KV_TRIA_1P | wires=[PEC_#1/0AWG_ACSR | PEC_#1/0AWG_ACSR | ]
New | Line.105505_105P72_2663040 | Phases= | 3 | Bus1=25856674.1.2.3 | Bus2=103007685.1.2.3 | Length=58.521600 | units=m | Spacing=PEC_PEC_23KV_HORZ_3P | wires=[PEC_477KCMIL_AAC | PEC_477KCMIL_AAC | PEC_477KCMIL_AAC | PEC_1/0_ACSR | ]
New | Line.U750BH_U752BH_2626931 | Phases= | 1 | Bus1=1140431.1 | Bus2=1140381.1 | Length=116.128800 | units=m | Spacing=PEC_PEC_23KV_TRIA_1P | wires=[PEC_#4AWG_ACSR | PEC_#4AWG_ACSR | ]
New | Line.187R46_7110K_104783231 | Phases= | 2 | Bus1=26281693.1.3 | Bus2=103571021.1.3 | Length=92.964000 | units=m | Spacing=PEC_PEC_23KV_VERT_2P | wires=[PEC_#1/0AWG_AAAC | PEC_#1/0AWG_AAAC | PEC_#1/0AWG_AAAC | ]
New | Line.U789BH_7146K_2626943 | Phases= | 2 | Bus1=1140305.1.3 | Bus2=1106212.1.3 | Length=50.901600 | units=m | Spacing=PEC_PEC_23KV_TRIA_2P | wires=[PEC_#1/0AWG_AAAC | PEC_#1/0AWG_AAAC | PEC_#2AWG_ACSR | ]
New | Line.U536BH_U537BH_2628328 | Phases= | 3 | Bus1=1140289.1.2.3 | Bus2=1140287.1.2.3 | Length=48.768000 | units=m | Spacing=PEC_PEC_23KV_TRIA_3P | wires=[PEC_477KCMIL_AAC | PEC_477KCMIL_AAC | PEC_477KCMIL_AAC | PEC_#1/0AWG_ACSR | ]
New | Line.A460K_A473K_2626975 | Phases= | 1 | Bus1=26281713.1 | Bus2=1105587.1 | Length=55.778400 | units=m | Spacing=PEC_PEC_23KV_TRIA_1P | wires=[PEC_#4AWG_ACSR | PEC_#4AWG_ACSR | ]
New | Line.U497BH_U498BH_2628305 | Phases= | 3 | Bus1=1140702.1.2.3 | Bus2=1140417.1.2.3 | Length=43.891200 | units=m | Spacing=PEC_PEC_23KV_TRIA_3P | wires=[PEC_477KCMIL_AAC | PEC_477KCMIL_AAC | PEC_477KCMIL_AAC | PEC_#1/0AWG_AAAC | ]
New | Line.158W25_7228K_103450778 | Phases= | 3 | Bus1=1104450.1.2.3 | Bus2=103136713.1.2.3 | Length=59.695080 | units=m | Spacing=PEC_PEC_23KV_VERT_3P | wires=[PEC_477KCMIL_AAC | PEC_477KCMIL_AAC | PEC_477KCMIL_AAC | PEC_#1/0AWG_AAAC | ]
New | Line.U750BH_107B89_2626948 | Phases= | 1 | Bus1=26049901.1 | Bus2=1140431.1 | Length=83.210400 | units=m | Spacing=PEC_PEC_23KV_TRIA_1P | wires=[PEC_#4AWG_ACSR | PEC_#4AWG_ACSR | ]
New | Line.158L58_7369K_103611220 | Phases= | 3 | Bus1=1104680.1.2.3 | Bus2=103181251.1.2.3 | Length=70.363080 | units=m | Spacing=PEC_PEC_23KV_TRIA_3P | wires=[PEC_477KCMIL_AAC | PEC_477KCMIL_AAC | PEC_477KCMIL_AAC | PEC_#2AWG_ACSR | ]
New | Line.10L751_U430BH_103374424 | Phases= | 3 | Bus1=103118152.1.2.3 | Bus2=103117923.1.2.3 | Length=35.372040 | units=m | Spacing=PEC_PEC_23KV_TRIA_3P | wires=[PEC_477KCMIL_AAC | PEC_477KCMIL_AAC | PEC_477KCMIL_AAC | PEC_1/0_ACSR | ]
New | Line.U561BH_U617BH_2628341 | Phases= | 1 | Bus1=1140270.3 | Bus2=1140283.3 | Length=61.264800 | units=m | Spacing=PEC_PEC_23KV_TRIA_1P | wires=[PEC_#2AWG_ACSR | PEC_#2AWG_ACSR | ]
New | Line.10CY31_10CY32_2663808 | Phases= | 3 | Bus1=25905254.1.2.3 | Bus2=25905255.1.2.3 | Length=96.621600 | units=m | Spacing=PEC_PEC_23KV_TRIA_3P | wires=[PEC_477KCMIL_AAC | PEC_477KCMIL_AAC | PEC_477KCMIL_AAC | PEC_1/0_ACSR | ]
New | Line.U870BH_U871BH_2625906 | Phases= | 1 | Bus1=1140505.3 | Bus2=1140511.3 | Length=37.795200 | units=m | Spacing=PEC_PEC_23KV_TRIA_1P | wires=[PEC_#2AWG_ACSR | PEC_#2AWG_ACSR | ]
New | Line.7145K_7146K_2626924 | Phases= | 2 | Bus1=1106212.1.3 | Bus2=1106214.1.3 | Length=75.895200 | units=m | Spacing=PEC_PEC_23KV_TRIA_2P | wires=[PEC_#1/0AWG_AAAC | PEC_#1/0AWG_AAAC | PEC_#2AWG_ACSR | ]
New | Line.B328K_B329K_2626955 | Phases= | 1 | Bus1=1106143.3 | Bus2=1106141.3 | Length=62.788800 | units=m | Spacing=PEC_PEC_23KV_TRIA_1P | wires=[PEC_#1/0AWG_ACSR | PEC_#1/0AWG_ACSR | ]
New | Line.14MG90_7138K_103013519 | Phases= | 2 | Bus1=1106088.1.3 | Bus2=103004846.1.3 | Length=59.588400 | units=m | Spacing=PEC_PEC_23KV_TRIA_2P | wires=[PEC_#1/0AWG_AAAC | PEC_#1/0AWG_AAAC | PEC_#2AWG_ACSR | ]
New | Line.C816K_9WF54_2663231 | Phases= | 1 | Bus1=103125496.3 | Bus2=25876074.3 | Length=25.603200 | units=m | Spacing=PEC_PEC_23KV_TRIA_1P | wires=[PEC_#2AWG_AAC | PEC_#2AWG_AAC | ]
New | Line.A451K_A452K_2625907 | Phases= | 1 | Bus1=1106220.3 | Bus2=1106347.3 | Length=81.991200 | units=m | Spacing=PEC_PEC_23KV_TRIA_1P | wires=[PEC_#4AWG_ACSR | PEC_#4AWG_ACSR | ]
New | Line.7350K_7351K_2629420 | Phases= | 1 | Bus1=1104732.2 | Bus2=1104735.2 | Length=81.686400 | units=m | Spacing=PEC_PEC_23KV_TRIA_1P | wires=[PEC_#1/0AWG_ACSR | PEC_#1/0AWG_ACSR | ]
New | Line.7138K_7139K_2626920 | Phases= | 2 | Bus1=1106104.1.3 | Bus2=1106088.1.3 | Length=37.185600 | units=m | Spacing=PEC_PEC_23KV_TRIA_2P | wires=[PEC_#1/0AWG_AAAC | PEC_#1/0AWG_AAAC | PEC_#2AWG_ACSR | ]
New | Line.U791BH_U794BH_2626944 | Phases= | 1 | Bus1=1140467.3 | Bus2=1140456.3 | Length=106.375200 | units=m | Spacing=PEC_PEC_23KV_TRIA_1P | wires=[PEC_#2AWG_ACSR | PEC_#2AWG_ACSR | ]
New | Line.7356K_7359K_2629428 | Phases= | 1 | Bus1=1104968.2 | Bus2=1104954.2 | Length=121.310400 | units=m | Spacing=PEC_PEC_23KV_TRIA_1P | wires=[PEC_#2AWG_ACSR | PEC_#2AWG_ACSR | ]
New | Line.U758BH_U760BH_2626935 | Phases= | 3 | Bus1=1140498.1.2.3 | Bus2=1140489.1.2.3 | Length=53.644800 | units=m | Spacing=PEC_PEC_23KV_TRIA_3P | wires=[PEC_477KCMIL_AAC | PEC_477KCMIL_AAC | PEC_477KCMIL_AAC | PEC_1/0_ACSR | ]
New | Line.U574K_CCV22_2673191 | Phases= | 3 | Bus1=1105027.1.2.3 | Bus2=26499102.1.2.3 | Length=71.932800 | units=m | Spacing=PEC_PEC_23KV_TRIA_3P | wires=[PEC_477KCMIL_AAC | PEC_477KCMIL_AAC | PEC_477KCMIL_AAC | PEC_#1/0AWG_AAAC | ]
New | Line.6MG71_6MG72_2653434 | Phases= | 3 | Bus1=25173480.1.2.3 | Bus2=25173479.1.2.3 | Length=47.853600 | units=m | Spacing=PEC_PEC_23KV_TRIA_3P | wires=[PEC_477KCMIL_AAC | PEC_477KCMIL_AAC | PEC_477KCMIL_AAC | PEC_1/0_ACSR | ]
New | Line.7RE77_7RE78_2653431 | Phases= | 3 | Bus1=25173474.1.2.3 | Bus2=25173473.1.2.3 | Length=93.878400 | units=m | Spacing=PEC_PEC_23KV_TRIA_3P | wires=[PEC_477KCMIL_AAC | PEC_477KCMIL_AAC | PEC_477KCMIL_AAC | PEC_1/0_ACSR | ]
New | Line.ND80BH_U362BH_2626905 | Phases= | 1 | Bus1=1140827.1 | Bus2=1140825.1 | Length=93.878400 | units=m | Spacing=PEC_PEC_23KV_TRIA_1P | wires=[PEC_#1/0AWG_ACSR | PEC_1/0_ACSR | ]
New | Line.U570BH_158L56_2628363 | Phases= | 3 | Bus1=1140119.1.2.3 | Bus2=103160088.1.2.3 | Length=57.183528 | units=m | Spacing=PEC_PEC_23KV_TRIA_3P | wires=[PEC_477KCMIL_AAC | PEC_477KCMIL_AAC | PEC_477KCMIL_AAC | PEC_#1/0AWG_ACSR | ]
New | Line.U476BH_158L53_103374503 | Phases= | 3 | Bus1=103117937.1.2.3 | Bus2=103170813.1.2.3 | Length=17.059656 | units=m | Spacing=PEC_PEC_23KV_TRIA_3P | wires=[PEC_477KCMIL_AAC | PEC_477KCMIL_AAC | PEC_477KCMIL_AAC | PEC_1/0_ACSR | ]
New | Line.10CY29_10CY30_2663806 | Phases= | 3 | Bus1=26803448.1.2.3 | Bus2=25905253.1.2.3 | Length=49.072800 | units=m | Spacing=PEC_PEC_23KV_TRIA_3P | wires=[PEC_477KCMIL_AAC | PEC_477KCMIL_AAC | PEC_477KCMIL_AAC | PEC_1/0_ACSR | ]
New | Line.U430BH_U433BH_103374426 | Phases= | 3 | Bus1=103117923.1.2.3 | Bus2=103117925.1.2.3 | Length=33.713928 | units=m | Spacing=PEC_PEC_23KV_TRIA_3P | wires=[PEC_477KCMIL_AAC | PEC_477KCMIL_AAC | PEC_477KCMIL_AAC | PEC_1/0_ACSR | ]
New | Line.C799K_C800K_2627008 | Phases= | 2 | Bus1=26281701.1.3 | Bus2=26281700.1.3 | Length=94.792800 | units=m | Spacing=PEC_PEC_23KV_VERT_2P | wires=[PEC_#1/0AWG_ACSR | PEC_#1/0AWG_ACSR | PEC_#1/0AWG_ACSR | ]
New | Line.7361K_7362K_2629430 | Phases= | 1 | Bus1=1104953.2 | Bus2=1104929.2 | Length=86.563200 | units=m | Spacing=PEC_PEC_23KV_TRIA_1P | wires=[PEC_#2AWG_ACSR | PEC_#2AWG_ACSR | ]
New | Line.A455K_A456K_2626965 | Phases= | 2 | Bus1=26281720.1.3 | Bus2=26281717.1.3 | Length=50.292000 | units=m | Spacing=PEC_PEC_23KV_TRIA_2P | wires=[PEC_#1/0AWG_ACSR | PEC_#1/0AWG_ACSR | PEC_#1/0AWG_ACSR | ]
New | Line.C799K_A432K_2627003 | Phases= | 1 | Bus1=1105564.3 | Bus2=1105689.3 | Length=130.759200 | units=m | Spacing=PEC_PEC_23KV_TRIA_1P | wires=[PEC_#4AWG_ACSR | PEC_#4AWG_ACSR | ]
New | Line.U880BH_U881BH_2625898 | Phases= | 1 | Bus1=1141080.1 | Bus2=1141078.1 | Length=85.344000 | units=m | Spacing=PEC_PEC_23KV_TRIA_1P | wires=[PEC_#1/0AWG_ACSR | PEC_#1/0AWG_ACSR | ]