## Sales_Force
ACorDC | County | CustomerName_AccountName | DeliveryVoltage | DistributionOrTransmissionServed | EnergySourceRatingDescription | EnergySourceRatingKW | EnergySourceType | CustomerType | FacilityAddress | FacilityCity | FacilityState | FacilityZipCode | InterconnectionRequestStatus | NetMeteringRider_RateSchedule | OPCO | OperationalDate | OperationalStatus | PrimeMover | PurchasedPowerFacilityName | PPorNMInstalledCapacityAC | Region | SingleOr3PhaseService | CreatedDate_CHKRecord | DukeFieldInspectionCompleted | InterconnectionRequestReceived | OverallStatus
DC | Henderson | Sierra Nevada Brewing Co-NM | 12,470Y/7,200 | Distribution |  | 400 | Biogas | Non-Residential | 111 Westfeldt Dr | Fletcher | NC | 28732 | Approved | NM-NC Net Metering | Carolinas | 2013-11-15 | Connected | Turbine |  | 400 | Southern | 3-phase | 2013-06-08 |  | 2013-06-08 | Executed
DC | Henderson | 203 Neotrantor, LLC - NM | 120/240 | Distribution | Qty 64 (135 Watt) Kyocera KD135 GX-LP Solar Panels | 8.64 | Solar | Non-Residential | 203 6th Avenue West | Hendersonville | NC | 28739 | Pending | NM-NC Net Metering | Carolinas |  | Pending | Photovoltaic |  | 6.65 | Southern | Single | 2014-11-21 |  | 2014-11-21 | Open
AC | Hartsville | Sumter Heat and Power, LLC |  | Distribution |  | 1546 | Biogas | Non-Residential | 2050 Highway 15 South | Sumter | SC | 29150 | Approved | SC CSP29-Cogeneration and Small Power Producer-Sell All | PEC Carolinas | 2015-05-18 | Connected | Turbine |  |  | Southern | 3-phase | 2014-12-04 |  | 2014-12-04 | Executed
AC | Mecklenburg | Clean Energy, LLC | 12,470Y/7,200 | Distribution | Caterpillar Generator 4.16 kV wye Frame 868 Type SR48 | 1600 | Biomass | Non-Residential | 11701 Mt Holly Rd | Charlotte | NC | 28214 | Approved | PP-N NC - Non-Hydroelectric Qualifying Facilities | Carolinas | 2013-04-15 | Connected | Turbine | Clean Energy Project | 1600 | Central | 3-phase | 2013-01-16 |  | 2013-01-16 | Executed
DC | Sampson | Prestage Farms, Inc. |  | Distribution |  | 150 | Biomass | Non-Residential | 4651 Taylors Bridge Road | Clinton | NC | 28328 | Approved | NC CSP27-Cogeneration and Small Power Producer-Sell All | PEC Carolinas | 2012-12-07 | Connected | Other |  | 150 | Unknown |  | 2014-10-21 |  | 2011-07-18 | Executed
DC | Cleveland | 231 Dixon 74 Solar I, LLC | 12,470Y/7,200 | Distribution | QTY 9120 Yingli 300 Watt panels | 2736 | Solar | Non-Residential | 5124 1A E Dixon Blvd | Kings Mountain | NC | 28086 | Pending | PP-N NC - Non-Hydroelectric Qualifying Facilities | Carolinas |  | Pending | Photovoltaic |  | 2000 | Northern | 3-phase | 2014-10-29 |  | 2014-10-29 | Open
DC | Mecklenburg | Forsite Development Inc - Reventure Park | 12,470Y/7,200 | Distribution | Caterpillar Generator 4.16 kV wye Frame 868 Type SR48 | 1600 | Biomass | Non-Residential | 11701 Mount Holly Rd | Charlotte | NC | 28214 | Approved | PP-N NC - Non-Hydroelectric Qualifying Facilities | Carolinas | 2014-06-05 | Connected | Turbine |  | 1900 | Central | 3-phase | 2014-01-09 | 2014-09-27 | 2014-01-09 | Executed
DC | Cleveland | 232 Long Branch 29 Solar I, LLC | 12,470Y/7,200 | Distribution | QTY 9120 Yingli 300 Watt panels | 2736 | Solar | Non-Residential | 2245 S. Lafayette St | Shelby | NC | 28152 | Pending | PP-N NC - Non-Hydroelectric Qualifying Facilities | Carolinas |  | Pending | Photovoltaic |  | 2000 | Northern | 3-phase | 2014-11-05 |  | 2014-11-05 | Open
DC | Cleveland | 233 Randolph 74 Solar 1 LLC |  | Distribution | Qty 9,120 (300 Watt) Yingli YGE-U72 YL300P-35b Solar Panels | 2736 | Solar | Non-Residential | 2204 Randolph Rd | Shelby | NC | 28105 | Pending | PP-N NC - Non-Hydroelectric Qualifying Facilities | Carolinas |  | Pending | Photovoltaic |  | 2000 | Central | 3-phase | 2014-11-05 |  | 2014-11-05 | Open
DC | Duplin | W. E. Partners IV, LLC |  | Distribution |  | 120 | Biomass | Non-Residential | 3425 Hwy 117 N | Rose Hill | NC | 28458 | Approved | NC CSP27-Cogeneration and Small Power Producer-Sell All | PEC Carolinas | 2012-11-11 | Connected | Other |  | 120 | Unknown |  | 2014-10-21 |  | 2012-02-29 | Executed
AC | Rockingham | Wellons Energy Solutions Group | 480Y/277 | Distribution |  | 700 | Biomass | Non-Residential | 863 E Meadow Road | Eden | NC | 27288 | Approved | PP-N NC - Non-Hydroelectric Qualifying Facilities | Carolinas | 2014-04-30 | Connected | Turbine | MillerCoors Biomass Generating Facility | 700 | Northern | 3-phase | 2013-07-29 | 2014-05-01 | 2013-07-29 | Executed
DC | McDowell | 400 College Road, LLC | 12,470Y/7,200 | Distribution | Qty 7348 (300 Watt) Yingli YL300P-35b Solar Panels | 2204.4 | Solar | Non-Residential | 400 College Road | Marion | NC | 28752 | Cancelled | PP-N NC - Non-Hydroelectric Qualifying Facilities | Carolinas |  | Cancelled | Photovoltaic |  | 2000 | Central | 3-phase | 2013-08-21 |  | 2013-08-21 | Cancelled
DC |  | 510 PV Project Development, LLC |  | Distribution |  |  | Solar | Non-Residential | Unknown | Moncure | NC | 0 | Cancelled |  | PEC Carolinas |  | Cancelled | Photovoltaic |  | 1000 | Unknown |  | 2014-10-21 |  | 2013-05-06 | Cancelled
DC | Pinellas | 620-622 LLC |  | Distribution |  | 9.02 | Solar | Non-Residential | 620 1ST SOUTH | ST. PETERSBURG | FL | 33701 | Approved | NM-FL Net Metering | FL | 2013-10-09 | Cancelled | Photovoltaic |  | 7.667 | South Coastal |  | 2014-09-10 |  |  | Cancelled
AC | Cumberland | Food Lion, LLC # 2187 |  | Distribution |  |  | Diesel | Non-Residential | 5555 Waldo Beach Rd. | Hope Mills | NC | 28306 | Approved |  | PEC Carolinas | 1899-12-31 | Connected | Other |  | 350 | Unknown |  | 2014-10-21 |  | 2010-11-22 | Executed
AC | Wake | Food Lion, LLC # 2198 |  | Distribution |  |  | Diesel | Non-Residential | 8745 Holly Springs Rd. | Cary | NC | 27513 | Approved |  | PEC Carolinas | 1899-12-31 | Connected | Other |  | 350 | Unknown |  | 2014-10-21 |  | 2010-11-22 | Executed
AC | Wake | Food Lion, LLC # 2199 |  | Distribution |  |  | Diesel | Non-Residential | 12345 Strickland Rd | Raleigh | NC | 27613 | Approved |  | PEC Carolinas | 1899-12-31 | Connected | Other |  | 350 | Unknown |  | 2014-10-21 |  | 2010-11-22 | Executed
DC | Buncombe | A. Eugene Keil | 120/240 |  |  | 5.63 | Solar | Residential | 180 Britten Cove Road | Weaverville | NC | 28787 | Approved | NC CSP-Cogeneration and Small Power Producer-Sell All | PEC Carolinas | 2010-11-18 | Connected | Photovoltaic |  | 4.5 | Western | Single | 2012-10-18 |  |  | Executed
DC | Randolph | Aaron Andrews | 120/240 |  | QTY 24 SUNIVA Optimus Solar Modules | 6.36 | Solar | Residential | 2281 Steppingstone Ln | Asheboro | NC | 27205 | Approved | NC NM-Net Metering for Renewable Energy Facilities | PEC Carolinas | 2015-01-14 | Connected | Photovoltaic |  | 5.16 | Southern |  | 2014-10-23 |  | 2014-10-23 | Executed
AC | Johnston | Food Lion, LLC #2179 |  | Distribution |  |  | Diesel | Non-Residential | 238 Pritchard Road | Clayton | NC | 27520 | Approved |  | PEC Carolinas | 1899-12-31 | Connected | Other |  | 438 | Unknown |  | 2014-10-21 |  | 2010-08-26 | Executed
DC | Lake | Aaron Arnold |  | Distribution |  | 7 | Wind | Residential | 1004 FORT MASON DR, NEW HOMES | Eustis | FL | 32726 | Approved | NM-FL Net Metering | FL | 2009-07-24 | Superseded | Wind |  | 5.95 | North Central |  | 2014-09-10 |  |  | Superceded
AC | Wake | Food Lion, LLC #2181 |  | Distribution |  |  | Diesel | Non-Residential | 3609 Davis Rd. | Morrisville | NC | 27560 | Approved |  | PEC Carolinas | 1899-12-31 | Connected | Other |  | 438 | Unknown |  | 2014-10-21 |  | 2010-08-17 | Executed
AC | Moore | Food Lion, LLC #2196 |  | Distribution |  |  | Diesel | Non-Residential | 7473 NC Hwy 22 #C | Whispering Pines | NC | 28327 | Approved |  | PEC Carolinas | 1899-12-31 | Connected | Other |  | 438 | Unknown |  | 2014-10-21 |  | 2010-08-17 | Executed
DC |  | Aaron Solar, LLC |  | Distribution |  |  | Solar | Non-Residential | Unknown | Wendell | NC | 0 | Cancelled |  | PEC Carolinas |  | Cancelled | Photovoltaic |  | 2000 | Unknown |  | 2014-10-21 |  | 2013-04-16 | Cancelled
AC | Carteret | Harris Teeter #265 |  | Distribution |  |  | Diesel | Non-Residential | 5000 US Hwy 70 West | Morehead City | NC | 28557 | Approved |  | PEC Carolinas | 1899-12-31 | Connected | Other |  | 875 | Unknown |  | 2014-10-21 |  | 2010-09-14 | Executed
AC | New Hanover | Harris Teeter #441 |  | Distribution |  |  | Diesel | Non-Residential | 2800 S. College Rd. | Wilmington | NC | 28412 | Approved |  | PEC Carolinas | 1899-12-31 | Connected | Other |  | 750 | Unknown |  | 2014-10-21 |  | 2010-09-14 | Executed
AC | Wake | Occidental Insurance (Oberlin Investors) |  | Distribution |  |  | Diesel | Non-Residential | 702 Oberlin Road | Raleigh | NC | 27605 | Approved |  | PEC Carolinas | 1899-12-31 | Connected | Other |  | 500 | Unknown |  | 2014-10-21 |  | 2010-02-16 | Executed
AC | Lee | Progress Energy (Coty US LLC) |  | Distribution |  |  | Diesel | Non-Residential | 1400 Broadway | Sanford | NC | 27330 | Approved |  | PEC Carolinas | 1899-12-31 | Connected | Other |  | 1562 | Unknown |  | 2014-10-21 |  | 2008-08-29 | Executed
AC | Alamance | Alamance Hydro, LLC - NM | 24,940Y/14,400 | Distribution |  | 240 | Hydroelectric | Non-Residential | 3762 Altamahaw Union Ridge Rd | Altamahaw | NC | 27202 | Approved | PP-H NC - Hydroelectric Qualifying Facilities | Carolinas | 2008-09-02 | Connected | Other | Glen Raven Hydroelectric Plant | 240 | Northern | 3-phase |  |  |  | Executed
DC | Davie | Cooleemee Farm, LLC |  | Transmission | 425,600 Astronergy 240W Panels | 102144 | Solar | Non-Residential | 157 Docks Way | Mocksville | NC | 27028 | Cancelled | Negotiated (NC) | Carolinas |  | Cancelled | Photovoltaic | Cooleemee Farm, LLC | 80000 | Northern | 3-phase | 2012-06-25 |  | 2012-06-25 | Cancelled
AC | Greenville | Aquenergy Systems, LLC- Piedmont - Hydroelectric | 12,470Y/7,200 | Distribution |  | 1050 | Hydroelectric | Non-Residential | 1 Main St, Suite #B | Piedmont | SC | 29673 | Approved | PP-SC Purchased Power | Carolinas | 1997-12-29 | Connected | Other | Piedmont Hydro Facility | 600 | Southern | 3-phase |  |  |  | Executed
DC | Montgomery | Achilles Farm, LLC |  |  | Qty 23,028 First Solar Series 305W Solar Panels | 7023 | Solar | Non-Residential | 321 Poole Rd | Troy | NC | 27371 | Pending |  | PEC Carolinas |  | Pending | Photovoltaic |  | 5280 | Unknown | 3-phase | 2014-10-26 |  | 2014-10-17 | Open
DC | Lincoln | Active Concepts LLC |  | Distribution | Qty 325 SolarWorld SW275w Mono | 89.38 | Solar | Non-Residential | 109 Technology Dr | Lincolnton | NC | 28092 | Pending | NM-NC Net Metering | Carolinas |  | Pending | Photovoltaic |  | 75 | Central | 3-phase | 2015-02-06 |  | 2015-02-06 | Open
AC | Rutherford | Barbara Ann Evans - NM | 12,470Y/7,200 | Distribution |  | 325 | Hydroelectric | Non-Residential | 2149 US Highway 221A | Caroleen | NC | 28019 | Approved | PP-H NC - Hydroelectric Qualifying Facilities | Carolinas | 1985-08-13 | Connected | Other | Caroleen Mills Hydroelectric Plant | 325 | Southern | 3-phase |  |  |  | Executed
AC |  | Brooks Energy, LLC |  | Distribution |  | 1500 | Hydroelectric | Non-Residential | 81 Lockville Rd. | Moncure | NC | 27559 | Approved | NC CSP27-Cogeneration and Small Power Producer-Sell All | PEC Carolinas | 1899-12-31 | Connected | Other |  | 1500 | Unknown |  | 2014-10-21 |  | 2007-07-18 | Executed
AC | Alamance | Burlington Hydro, LLC | 12,470Y/7,200 | Distribution |  | 440 | Hydroelectric | Non-Residential | 2332-D River Rd | Burlington | NC | 27217 | Approved | PP-H NC - Hydroelectric Qualifying Facilities | Carolinas | 2011-02-22 | Connected | Hydro | Glencoe Mill Hydroelectric Plant | 440 | Northern | 3-phase | 2011-04-07 |  | 2009-10-19 | Executed
AC |  | Christiansted Hydro |  | Distribution |  | 80 | Hydroelectric | Non-Residential | Unknown | Unknown | NC | 0 | Approved | NC CSP29-Cogeneration and Small Power Producer-Sell Excess | PEC Carolinas | 1899-12-31 | Connected | Other |  | 80 | Unknown |  | 2014-10-21 |  |  | Executed
AC | Rutherford | Cliffside Mills, LLC - NM | 12,470Y/7,200 | Distribution |  | 1600 | Hydroelectric | Non-Residential | 272 Old Main St | Mooresboro | NC | 28114 | Approved | PP-H NC - Hydroelectric Qualifying Facilities | Carolinas | 2006-08-02 | Connected | Other | Cliffside Hydroelectric Facility | 1600 | Southern | 3-phase |  |  |  | Executed
DC | Monroe | Adam Ploshay | 120/240 | Distribution | 1 LG 280 W Solar Panel | 0.28 | Solar | Residential | 807 Morton St S | Bloomington | IN | 47403 | Pending | Net Metering - Standard Contract Rider No. 57 | IN |  | Pending | Photovoltaic |  | 0.25 | Southern | Single | 2015-05-15 |  | 2015-05-15 | Open
AC | Spartanburg | Converse Energy Incorporated - NM | 12,470Y/7,200 | Distribution |  | 1250 | Hydroelectric | Non-Residential | 199 Longwood Dr | Spartanburg | SC | 29301 | Approved | PP-SC Purchased Power | Carolinas | 1985-07-16 | Connected | Other | Clifton Dam No. 3 Power Station | 1250 | Southern | 3-phase |  |  |  | Executed
AC | Randolph | Cox Lake Hydro |  | Distribution |  | 400 | Hydroelectric | Non-Residential | Cox Lake Hydro | Cedar Falls | NC | 27230 | Approved | NC CSP27-Cogeneration and Small Power Producer-Sell All | PEC Carolinas | 1899-12-31 | Connected | Other |  | 400 | Unknown |  | 2014-10-21 |  |  | Executed
AC | Randolph | Deep River Hydro |  | Distribution |  | 675 | Hydroelectric | Non-Residential | Coleridge Dam Site | Ramseur | NC | 27316 | Approved | NC CSP27-Cogeneration and Small Power Producer-Sell All | PEC Carolinas | 1899-12-31 | Connected | Other |  | 675 | Unknown |  | 2014-10-21 |  | 2010-04-20 | Executed
DC | Greenville | Addison Corp | 120/240 | Distribution | Qty 96: Dow Powerhouse 12.5W Solar Shingles | 1.2 | Solar | Residential | 16 Parkway Commons Way | Greer | SC | 29650 | Pending | NM-SC Net Metering | Carolinas |  | Pending | Photovoltaic |  | 1.2 | Southern | Single | 2015-02-23 |  | 2015-02-23 | Open
DC | Hamilton | Adele Bell | 120/240 |  | twelve 180-W Mage PowerTec Plus 180/5ME solar panels | 2.16 | Solar | Residential | 7145 Dunn | Cincinnati | OH | 45230 | Approved | Rider NM - Net Metering Rider - OH | OH/KY | 2010-11-18 | Connected | Photovoltaic |  | 2.16 | Central | Single |  |  |  | Executed
DC | Guilford | Adele V. VanOverBeke | 120/240 | Distribution |  | 2.35 | Solar | Residential | 1801 Dublin Drive | Greensboro | NC | 27408 | Cancelled | NM-NC Net Metering | Carolinas | 2011-07-19 | Cancelled | Photovoltaic |  | 2.15 | Northern | Single | 2011-06-24 |  | 2011-06-24 | Cancelled
DC | Montgomery | EWP, LLC |  | Distribution |  | 800 | Hydroelectric | Non-Residential | Unknown | Troy | NC | 27371 | Approved | NC CSP29-Cogeneration and Small Power Producer-Sell All | PEC Carolinas | 2013-12-20 | Connected | Other |  | 792 | Unknown |  | 2014-10-21 |  | 2013-06-07 | Executed
AC | Alexander | Haneline Power LLC - NM | 12,470Y/7,200 | Distribution |  | 365 | Hydroelectric | Non-Residential | Millersville Rd/Hwy 16 S | Taylorsville | NC | 28681 | Approved | PP-H NC - Hydroelectric Qualifying Facilities | Carolinas | 2006-03-06 | Connected | Other | Lower Little River Hydroelectric Facility | 365 | Central |  |  |  |  | Executed
AC | Gaston | Hardins Resources Company - NM | 12,470Y/7,200 | Distribution |  | 820 | Hydroelectric | Non-Residential | 131 Hydro Dr | Dallas | NC | 28034 | Approved | PP-H NC - Hydroelectric Qualifying Facilities | Carolinas | 1985-12-20 | Connected | Other | Harden Hydro Facility | 820 | Central | 3-phase |  |  |  | Executed
DC | Wake | Adnan Nasir | 120/240 |  |  | 3.88 | Solar | Residential | 12831 Lindley Drive | Raleigh | NC | 27614 | Approved | NC CSP-Cogeneration and Small Power Producer-Sell All | PEC Carolinas | 2011-09-30 | Connected | Photovoltaic |  | 3.1 | Northern | Single | 2012-10-18 |  |  | Executed
AC | Alamance | Haw River Hydro Company | 12,470Y/7,200 | Distribution | 670 HP Type Z Leffel | 1500 | Hydroelectric | Non-Residential | 6045 Swepsonville Saxapahaw, Suite #C | Saxpahaw | NC | 27340 | Approved | PP-H NC - Hydroelectric Qualifying Facilities | Carolinas | 1982-01-08 | Connected | Other | Haw River Hydroelectric Facility | 1500 | Northern | 3-phase |  |  |  | Executed
AC | Moore | Hydrodyne Industries, LLC (High Falls Hydro) |  | Distribution |  | 600 | Hydroelectric | Non-Residential | Unknown | High Falls | NC | 27259 | Approved | NC CSP27-Cogeneration and Small Power Producer-Sell All | PEC Carolinas | 2012-12-01 | Connected | Other |  | 600 | Unknown |  | 2014-10-21 |  |  | Executed
AC | Guilford | Hydrodyne Industries, LLC (Little River Hydro) |  | Distribution |  | 990 | Hydroelectric | Non-Residential | 5312 Groometown Rd. | Greensboro | NC | 27407 | Approved | NC CSP27-Cogeneration and Small Power Producer-Sell All | PEC Carolinas | 1899-12-31 | Connected | Other |  | 990 | Unknown |  | 2014-10-21 |  |  | Executed
DC | HAMILTON | ADVANCED MECHANICAL PRODUC - NM | 3 phase |  | fifty-six 230-W SolarWorld Sunmodule solar panels | 12.88 | Solar | Non-Residential | 4540 ALPINE | CINCINNATI | OH | 45242 | Approved | Rider NM - Net Metering Rider - OH | OH/KY | 2010-01-08 | Connected | Photovoltaic |  | 12 | Central | 208Y/120 |  |  |  | Executed
DC | Seminole | Advanced Solar Photonics LLC |  | Distribution |  | 120.6 | Solar | Non-Residential | 400 RINEHART RD *UNIT, CT 2 | LAKE MARY | FL | 32746 | Approved | NM-FL Net Metering | FL | 2011-10-04 | Superseded | Photovoltaic |  | 102.51 | North Central |  | 2014-09-10 |  |  | Superceded
AC | Spartanburg | Inman Mills, LLC - NM | 12,470Y/7,200 | Distribution |  | 1600 | Hydroelectric | Non-Residential | 190 Graham St | Enoree | SC | 29335 | Approved | PP-SC Purchased Power | Carolinas | 2009-08-31 | Connected | Other | Riverdale Hydroelectric Facility | 1600 | Southern | 3-phase |  |  |  | Executed
AC | Rockingham | Irvine River Company - NM | 4,160Y/2,400 | Distribution |  | 500 | Hydroelectric | Non-Residential | 413 Church St | Eden | NC | 27288 | Approved | PP-H NC - Hydroelectric Qualifying Facilities | Carolinas | 2009-11-03 | Connected | Other | Spray Cotton Mills Hydroelectric Facility | 500 | Northern |  |  |  |  | Executed
DC | Spartanburg | Advanced Testing Instrument Corporation - NM | 120/240 | Distribution |  | 10.34 | Solar | Non-Residential | 203 Parksouth Dr | Greer | SC | 29651 | Approved | NM-SC Net Metering | Carolinas | 2010-08-25 | Superseded | Photovoltaic |  | 10 | Southern | Single | 2011-04-07 |  | 2010-07-21 | Superceded
AC | Buncombe | Ivy River Hydro (Madison Hydro Partners, LP) |  | Distribution |  |  | Hydroelectric | Non-Residential | 60 Foxberry Dr. | Arden | NC | 28704 | Approved |  | PEC Carolinas | 1899-12-31 | Connected | Other |  | 1200 | Unknown |  | 2014-10-21 |  | 2010-06-08 | Executed
AC | Catawba | Apple Inc | 12,470Y/7,200 | Transmission | 26 - 200 kW Bloom Energy Corp ES-5700 Fuel Cell | 5200 | Biogas | Non-Residential | 5977 Startown Road | Maiden | NC | 28650 | Approved | Negotiated (NC) | Carolinas | 2013-04-18 | Connected | Fuel Cell | Apple Fuel Cell Installation | 5200 | Central | 3-phase |  |  |  | Executed
AC | Wake | Jordan Hydroelectric |  | Distribution |  | 4400 | Hydroelectric | Non-Residential | 1855 Pea Ridge Rd. | New Hill | NC | 27562 | Approved | NC CSP25-Cogeneration and Small Power Producer-Sell All | PEC Carolinas | 2012-01-12 | Connected | Other |  | 4400 | Unknown |  | 2014-10-21 |  | 2009-09-11 | Executed
DC | Randolph | L&S Water Power |  | Distribution |  | 550 | Hydroelectric | Non-Residential | 1289 Andrew Hunter Rd. | Franklinville | NC | 27248 | Approved | NC CSP27-Cogeneration and Small Power Producer-Sell All | PEC Carolinas | 1899-12-31 | Connected | Other |  | 550 | Unknown |  | 2014-10-21 |  | 2008-07-24 | Executed
DC | Cumberland | Lake Upchurch Power |  | Distribution |  | 800 | Hydroelectric | Non-Residential | Unknown | Parkton | NC | 28371 | Approved |  | PEC Carolinas | 1980-01-01 | Connected | Other |  | 800 | Unknown |  | 2014-10-21 |  | 2008-04-07 | Executed
DC | Henderson | Little Bearwallow Mountain, LLC | 12,470Y/7,200 | Distribution |  | 6 | Hydroelectric | Non-Residential | 3963 Gerton HWY | Gerton | NC | 28735 | Approved | NM-NC Net Metering | Carolinas | 2012-05-03 | Connected | Other |  | 6 | Southern | Single | 2011-04-07 |  | 2010-10-21 | Executed
DC | Madison | Madison Hydro Partners, LP |  | Distribution |  | 999 | Hydroelectric | Non-Residential | Unknown | Marshall | NC | 28753 | Approved | NC CSP25-Cogeneration and Small Power Producer-Sell All | PEC Carolinas | 1899-12-31 | Connected | Other |  | 1000 | Unknown |  | 2014-10-21 |  |  | Executed
DC |  | Airfield Solar Plant |  | Distribution |  |  | Solar | Non-Residential | Unknown | Fletcher | NC | 0 | Cancelled |  | PEC Carolinas |  | Cancelled | Photovoltaic |  | 500 | Unknown |  | 2014-10-21 |  | 2012-02-03 | Cancelled
DC |  | Airport Ground Solar 1, LLC |  | Distribution |  |  | Solar | Non-Residential | Unknown | Clayton | NC | 0 | Cancelled |  | PEC Carolinas |  | Cancelled | Photovoltaic |  | 1950 | Unknown |  | 2014-10-21 |  | 2012-05-14 | Cancelled
AC | Rockingham | Mayo Hydropower, LLC - 220 Business - NM | 4,160Y/2,400 | Distribution |  | 951 | Hydroelectric | Non-Residential | 2325 US 220 Business | Mayodan | NC | 27027 | Approved | PP-H NC - Hydroelectric Qualifying Facilities | Carolinas | 2001-02-01 | Connected | Other | Mayo Dam Hydroelectric Facility | 951 | Northern | 3-phase |  |  |  | Executed
AC | Rockingham | Mayo Hydropower, LLC - 1st Ave - NM | 4,160Y/2,400 | Distribution |  | 1275 | Hydroelectric | Non-Residential | 103 S 1st Ave | Mayodan | NC | 27027 | Approved | PP-H NC - Hydroelectric Qualifying Facilities | Carolinas | 1997-04-26 | Connected | Other | Avalon Dam Hydroelectric Facility | 1275 | Northern | 3-phase |  |  |  | Executed
DC | Buncombe | Metropolitan Sewerage District |  | Distribution |  | 2500 | Hydroelectric | Non-Residential | 2225 Riverside Drive | Asheville | NC | 28804 | Approved |  | PEC Carolinas | 1986-07-01 | Connected | Other |  | 2500 | Unknown |  | 2014-10-21 |  | 2009-06-29 | Executed
DC | Rockingham | Al Solar, LLC |  | Distribution | 17424 Trina TSM-285 PA14 PV module | 4965.84 | Solar | Non-Residential | 9229 NC 150 | Reidsville | NC | 27320 | Cancelled | PP-N NC - Non-Hydroelectric Qualifying Facilities | Carolinas |  | Cancelled | Photovoltaic |  | 4000 | Northern |  | 2013-03-18 |  | 2013-03-18 | Cancelled
AC | Gaston | Mills Shoals Hydro Company Inc - NM | 12,470Y/7,200 | Distribution |  | 1800 | Hydroelectric | Non-Residential | 111 Conley Hill Dr | High Shoals | NC | 28077 | Approved | PP-N NC - Non-Hydroelectric Qualifying Facilities | Carolinas | 1982-04-02 | Connected | Other | High Shoals Hydroelectric Facility | 1800 | Central | 3-phase |  |  |  | Executed
AC | Greenville | Northbrook Carolina Hydro, LLC - Greenville - NM |  | Distribution |  | 2400 | Hydroelectric | Non-Residential | Oba Rd | Greenville | SC | 29601 | Approved | PP-SC Purchased Power | Carolinas | 1996-12-04 | Connected | Other | Saluda Hydroelectric Facility | 2400 | Southern | 3-phase |  |  |  | Executed
AC | Laurens | Northbrook Carolina Hydro, LLC - Laurens - NM | 12,470Y/7,200 | Distribution |  | 1500 | Hydroelectric | Non-Residential | Boyds Mill Hydro | Laurens | SC | 29360 | Approved | PP-SC Purchased Power | Carolinas | 1996-12-04 | Connected | Other | Boyd's Mill Hydroelectric Facility | 1500 | Southern | 3-phase |  |  |  | Executed
DC | Nash | Old Webbs Mill Hydro, LLC |  | Distribution |  | 350 | Hydroelectric | Non-Residential | 9245 Webb?s Mill Rd. | Spring Hope | NC | 27882 | Approved | NC CSP25-Cogeneration and Small Power Producer-Sell All | PEC Carolinas | 2012-04-12 | Connected | Other |  | 350 | Unknown |  | 2014-10-21 |  | 2010-05-06 | Executed
AC | Anderson | Pelzer Hydro Company, LLC | 12,470Y/7,200 | Distribution |  | 3300 | Hydroelectric | Non-Residential | 900 Dunlap Lower Hydro Rd | Williamston | SC | 29697 | Approved | PP-SC Purchased Power | Carolinas | 1990-09-12 | Connected | Other | Lower Pelzer Hydro Facility | 3300 | Southern | 3-phase |  |  |  | Executed
AC | Anderson | Pelzer Hydro Company,LLC | 12,470Y/7,200 | Distribution |  | 2020 | Hydroelectric | Non-Residential | 115 Lebby St Sec Upper Hydro | Anderson | SC | 29673 | Approved | PP-SC Purchased Power | Carolinas | 1998-09-11 | Connected | Other | Upper Pelzer Hydro Project | 2020 | Southern | 3-phase |  |  |  | Executed
AC | Cleveland | Pickens Mill Hydro, LLC - NM | 12,470Y/7,200 | Distribution |  | 600 | Hydroelectric | Non-Residential | 501 Stice Shoal Rd | Shelby | NC | 28152 | Approved | PP-H NC - Hydroelectric Qualifying Facilities | Carolinas | 1996-12-04 | Connected | Other | Stice Shoals Hydroelectric Facility | 600 | Central | 3-phase |  |  |  | Executed
DC | Howard | Alan D Fiscus | 120/240 | Distribution | 16 (230 Watt) Mage 230-6PJ | 3.68 | Solar | Residential | 4058 580 W S | Russiaville | IN | 46979 | Approved | Net Metering - Standard Contract Rider No. 57 | IN | 2011-06-24 | Superseded | Photovoltaic |  | 3.04 | North | Single |  |  |  | Superceded
DC | Howard | Alan D Fiscus | 120/240 | Distribution | 14 (250 Watt) Mage 250/6 MNCS | 3.5 | Solar | Residential | 4058 580 W S | Russiaville | IN | 46979 | Approved | Net Metering - Standard Contract Rider No. 57 | IN | 2012-05-23 | Superseded | Photovoltaic |  | 6.05 | Northern | Single | 2012-05-03 |  | 2012-05-03 | Superceded
DC | Chatham | PK Ventures |  | Distribution |  | 500 | Hydroelectric | Non-Residential | Hydro Generator | Bynum | NC | 27228 | Approved |  | PEC Carolinas | 1986-03-01 | Connected | Other |  | 500 | Unknown |  | 2014-10-21 |  | 2009-01-26 | Executed
DC | Nash | Rocky Mount Mills, LLC |  | Distribution |  | 600 | Hydroelectric | Non-Residential | 1151 Falls Rd. | Rocky Mount | NC | 27804 | Approved |  | PEC Carolinas | 1982-03-01 | Connected | Other |  | 600 | Unknown |  | 2014-10-21 |  | 2008-01-13 | Executed
DC | Wake | Alan Hardacre | 120/240 |  |  | 2.04 | Solar | Residential | 5801 Allwood Drive | Raleigh | NC | 27606 | Approved | NC CSP-Cogeneration and Small Power Producer-Sell All | PEC Carolinas | 2011-04-29 | Connected | Photovoltaic |  | 1.63 | Northern | Single | 2012-10-18 |  |  | Executed
DC | Lee | Rocky River Hydro, LLC |  | Distribution |  | 305 | Hydroelectric | Non-Residential | SR 2156 Woody Dam Rd. | Sanford | NC | 27330 | Approved | NC CSP27-Cogeneration and Small Power Producer-Sell All | PEC Carolinas | 2012-10-30 | Connected | Other |  | 235 | Unknown |  | 2014-10-21 |  |  | Executed
AC | Davie | South Yadkin Power Inc.- NM | 24,940Y/14,400 | Distribution |  | 1500 | Hydroelectric | Non-Residential | 336 Main St | Cooleemee | NC | 27014 | Approved | PP-H NC - Hydroelectric Qualifying Facilities | Carolinas | 1997-07-09 | Connected | Other | Cooleemee Hydroelectric Facility | 1500 | Northern | 3-phase |  |  |  | Executed
AC | Spartanburg | Spartanburg Water System - NM | 12,470Y/7,200 | Distribution |  | 1000 | Hydroelectric | Non-Residential | 390 Spartanburg Waterworks Road | Chesnee | SC | 29323 | Approved | PP-SC Purchased Power | Carolinas | 2012-11-13 | Connected | Other | R.B. Simms Filtration Plant | 1000 | Southern | 3-phase | 2011-07-21 |  | 2011-05-04 | Executed
AC | Lincoln | Steve Mason Enterprises Inc - NM | 12,470Y/7,200 | Distribution |  | 750 | Hydroelectric | Non-Residential | Long Shoals Hydro | Lincolnton | NC | 28092 | Approved | PP-H NC - Hydroelectric Qualifying Facilities | Carolinas | 1985-06-04 | Connected | Other | Long Shoals Hydroelectric Facility | 750 | Central | 3-phase |  |  |  | Executed
AC | Rutherford | Town of Lake Lure - NM | 12,470Y/7,200 | Distribution |  | 3600 | Hydroelectric | Non-Residential | Lake Lure Hydro Facility | Lake Lure | NC | 28746 | Approved | PP-H NC - Hydroelectric Qualifying Facilities | Carolinas | 2006-02-21 | Connected | Other | Lake Lure Hydro Facility | 3600 | Southern | 3-phase |  |  |  | Executed
AC | Sampson | Black Creek Renewable Energy, LLC |  | Distribution |  | 6400 | Landfill Gas | Non-Residential | 7434 Roseboro Hwy | Roseboro | NC | 28382 | Approved | Negotiated (NC) | PEC Carolinas | 2011-03-14 | Connected | Other |  | 6400 | Unknown |  | 2014-10-21 |  | 2010-06-01 | Executed
AC | Buncombe | Buncombe County, NC |  | Distribution |  | 1415 | Landfill Gas | Non-Residential | 85 Panther Branch Road | Alexander | NC | 28701 | Approved | NC CSP27-Cogeneration and Small Power Producer-Sell All | PEC Carolinas | 2011-11-21 | Connected | Other |  | 1415 | Unknown |  | 2014-10-21 |  |  | Executed
DC | Durham | Alan Townsend | 120/240 | Distribution | Qty 24 LG280 solar panels | 6.72 | Solar | Residential | 610 N Buchanan Blvd | Durham | NC | 27701 |  |  | Carolinas |  | Pending | Photovoltaic |  | 6 | Northern | Single | 2015-03-04 |  | 2015-03-04 | Open
DC | Wilkes | Catawba County - NM | 12,470Y/7,200 | Distribution |  | 4000 | Landfill Gas | Non-Residential | Blackburn Landfill | Newton | NC | 28658 | Approved | PP-N NC - Non-Hydroelectric Qualifying Facilities | Carolinas | 1999-08-23 | Connected | Reciprocating Engine | Catawba County Gas Recovery Project, Blackburn Landfill | 4000 | Central | 3-phase |  |  |  | Executed
AC | Johnston | CII Methane Management IV, LLC |  | Distribution |  |  | Landfill Gas | Non-Residential | 680 County Home Road #B | Smithfield | NC | 27577 | Approved | Negotiated (NC) | PEC Carolinas | 2013-05-07 | Connected | Other | Johnston County landfill | 1760 | Unknown |  | 2014-10-21 |  | 2011-06-07 | Executed
AC | Surry | COC Surry LFG, LLC | 12,470Y/7,200 | Distribution |  | 1600 | Landfill Gas | Non-Residential | 237 Landfill Road | Mount Airy | NC | 27030 | Approved | Negotiated (NC) | Carolinas | 2013-02-11 | Connected | Reciprocating Engine | COC Surry LFG Generation Facility | 1600 | Northern | 3-phase | 2011-09-15 |  | 2011-09-15 | Executed
AC | Cabarrus | Concord Energy, LLC - NM | 12,470Y/7,200 | Distribution | Caterpillar Solar Taurus Turbine | 11500 | Landfill Gas | Non-Residential | 5101 Morehead Rd | Concord | NC | 28027 | Approved | Negotiated (NC) | Carolinas | 2012-02-05 | Connected | Turbine | Concord Energy LFG Facility | 11500 | Central | 3-phase | 2011-04-07 |  | 2009-04-20 | Executed
DC | Wilkes | Albert C. Rountree | 120/240 | Distribution |  | 2.4 | Solar | Residential | 293 North Star Dr | Moravian Falls | NC | 28654 | Approved | SCG-NC Small Customer Generator Rider | Carolinas | 2009-04-13 | Superseded | Photovoltaic |  | 2.4 | Northern | Single | 2011-04-07 |  | 2009-04-20 | Superceded
DC | Davidson | Davidson Gas Producers, LLC - NM | 12,470Y/7,200 | Distribution | Caterpillar G3520-868-1586422 | 1600 | Landfill Gas | Non-Residential | 1211 Davidson County Landfill Rd. | Lexington | NC | 27292 | Approved | Negotiated (NC) | Carolinas | 2010-12-01 | Connected | Reciprocating Engine | Davidson County LFG Facility | 1600 | Northern | 3-phase | 2011-04-07 |  | 2009-11-23 | Executed
DC | BUTLER | ALBERT FISCHER - NM | 3 phase |  | sixty 175-W solar modules | 10.5 | Solar | Non-Residential | 2038 BOHLKE BLVD | FAIRFIELD | OH | 45014 | Approved | Rider NM - Net Metering Rider - OH | OH/KY | 2009-12-14 | Connected | Photovoltaic |  | 10 | South | 480Y/277 |  |  |  | Executed
DC | BUTLER | ALBERT FISCHER - NM | 3 phase |  | one hundred eight 230-W Canadian Solar CS6P-230P solar panels | 24.84 | Solar | Non-Residential | 2038 BOHLKE BLVD | FAIRFIELD | OH | 45014 | Approved | Rider NM - Net Metering Rider - OH | OH/KY | 2010-04-16 | Connected | Photovoltaic |  | 21 | South | 480Y/277 |  |  |  | Executed
AC | Buncombe | Enerdyne Properties, LLC |  | Distribution |  | 983 | Landfill Gas | Non-Residential | Alexander Rd | Alexander | NC | 28701 | Approved | NC CSP29-Cogeneration and Small Power Producer-Sell All | PEC Carolinas | 2006-01-01 | Connected | Other |  | 983 | Unknown |  | 2014-10-21 |  | 2006-03-08 | Executed
DC | Cabarrus | Gas Recovery Systems, LLC - Concord - NM | 12,470Y/7,200 | Distribution | Caterpillar Taurus 60 Turbine | 5000 | Landfill Gas | Non-Residential | 5101 Morehead Rd | Concord | NC | 28027 | Approved | Negotiated (NC) | Carolinas | 2010-01-26 | Connected | Turbine | Gas Recovery Systems LFG Facility | 5000 | Central | 3-phase | 2011-04-07 |  | 2009-04-20 | Executed
AC | Spartanburg | Greenville Gas Producer, LLC - NM | 12,470Y/7,200 | Distribution |  | 3200 | Landfill Gas | Non-Residential | Brockman Rd | Greer | SC | 29651 | Approved | PP-SC Purchased Power | Carolinas | 2008-07-30 | Connected | Reciprocating Engine | Enoree Landfill Gas Generating Facility | 3200 | Southern | 3-phase |  |  |  | Executed
AC | Craven | Ingenco |  | Distribution |  | 4000 | Landfill Gas | Non-Residential | 7400 Old Hwy 70 W | New Bern | NC | 28562 | Approved | Negotiated (NC) | PEC Carolinas | 2007-08-01 | Connected | Other |  | 4000 | Unknown |  | 2014-10-21 |  | 2008-07-08 | Executed
AC | Wake | Ingenco Renewable Development, LLC |  | Distribution |  |  | Landfill Gas | Non-Residential | 6512 Old Smithfield Road | Apex | NC | 27502 | Approved |  | PEC Carolinas | 1899-12-31 | Connected | Other |  | 9600 | Unknown |  | 2014-10-21 |  | 2011-10-18 | Executed
DC | Spartanburg | Lockhart Power Company - NM | 12,470Y/7,200 | Distribution |  | 1600 | Landfill Gas | Non-Residential | 595 Little Mountain Rd | Wellford | SC | 29385 | Approved | Negotiated (SC) | Carolinas | 2011-05-10 | Connected | Reciprocating Engine | Wellford Renewable Energy Facility | 1600 | Southern | 3-phase |  |  |  | Executed
DC | Durham | MP Durham LLC - NM | 12,470Y/7,200 | Distribution |  | 3180 | Landfill Gas | Non-Residential | 2115 E Club Blvd | Durham | NC | 27704 | Approved | Negotiated (NC) | Carolinas | 2009-09-18 | Connected | Reciprocating Engine | Durham LFG Project | 3180 | Northern | 3-phase |  |  |  | Executed
DC | Wayne | MP Wayne |  | Distribution |  | 3180 | Landfill Gas | Non-Residential | 4608 S. Landfill Rd. | Dudley | NC | 28333 | Approved | Negotiated (NC) | PEC Carolinas | 2010-12-24 | Connected | Other |  | 3180 | Unknown |  | 2014-10-21 |  | 2010-05-26 | Executed
DC | Onslow | Onslow Power Producers, LLC |  | Distribution |  | 1953 | Landfill Gas | Non-Residential | 465 Meadowview Road | Jacksonville | NC | 28540 | Approved | NC CSP27-Cogeneration and Small Power Producer-Sell All | PEC Carolinas | 2013-09-17 | Connected | Other |  | 1753 | Unknown |  | 2014-10-21 |  | 2012-06-27 | Executed
AC | Rockingham | Rockingham County, NC | 12,470Y/7,200 | Distribution | Marelli MJB 400 LC 4 Coupled with MWM Engine 2G AVUS 2016 Series | 800 | Landfill Gas | Non-Residential | Rockingham County Landfill 281 Shuff Road | Madison | NC | 27025 | Approved | PP-N NC - Non-Hydroelectric Qualifying Facilities | Carolinas | 2013-08-23 | Connected | Turbine | Rockingham County Landfill Gas Facility | 800 | Northern | 3-phase | 2012-03-06 |  | 2012-03-06 | Executed
DC | Forsyth | Salem Energy Systems LLC - NM | 12,470Y/7,200 | Distribution |  | 4750 | Landfill Gas | Non-Residential | 335 W Hanes Mill Rd | Winston Salem | NC | 27105 | Approved | PP-N NC - Non-Hydroelectric Qualifying Facilities | Carolinas | 1996-07-10 | Connected | Turbine | Winston-Salem Gas Recovery Project | 4750 | Northern | 3-phase |  |  |  | Executed
DC |  | Alejandor & Vivian Badia | 120/240 | Distribution |  | 8 | Solar | Residential | 5312 Osprey Dr | Mebane | NC | 27302 | Pending | NM-NC Net Metering | Carolinas |  | Pending | Photovoltaic |  |  | Northern | Single | 2015-05-21 |  | 2015-05-21 | Open
AC | Orange | UNC Electrical Distribution- Landfill Gas | 12,470Y/7,200 | Distribution | Jenbacher JGC320V81 | 1059 | Landfill Gas | Non-Residential | Near NW Corner of MLK and Municipal Drive | Chapel Hill | NC | 27516 | Approved | PP-N NC - Non-Hydroelectric Qualifying Facilities | Carolinas | 2013-01-31 | Connected | Reciprocating Engine | UNC Landfill Gas Facility | 1059 | Northern | 3-phase | 2011-08-02 | 2013-01-31 | 2011-08-02 | Executed
AC | Wilkes | Wilkes County Planning Department | 120/240 | Distribution |  | 85 | Landfill Gas | Non-Residential | 582 Poplar Grove RD | Wilkesboro | NC | 28697 | Approved | PP-N NC - Non-Hydroelectric Qualifying Facilities | Carolinas | 2012-06-28 | Connected | Reciprocating Engine | Germantown Landfill Gas Facility | 70 | Northern | 3-phase | 2011-11-28 |  | 2011-11-28 | Executed
DC | Forsyth | WM Renewable Energy LLC | 12,470Y/7,200 | Distribution |  | 2400 | Landfill Gas | Non-Residential | 9900 Freeman Rd | Kernersville | NC | 27284 | Approved | Negotiated (NC) | Carolinas | 2011-03-31 | Connected | Reciprocating Engine | Piedmont LFG Facility | 2400 | Northern | 3-phase | 2011-04-07 |  | 2008-08-11 | Executed
AC | Brunswick | ADM |  | Distribution |  |  | Other | Non-Residential | Pfizer Job | Southport | NC | 28461 | Approved |  | PEC Carolinas | 1899-12-31 | Connected | Other |  | 4950 | Unknown |  | 2014-10-21 |  |  | Executed
AC | Davidson | Earnhardt - Childress Racing Technologies LLC - NM |  | Distribution | 2 - 800 HP Dynamometers | 1193.6 | Other | Non-Residential | 322 Austin Lane | Lexington | NC | 27295 | Approved | PP-N NC - Non-Hydroelectric Qualifying Facilities | Carolinas | 2002-03-28 | Connected | Other | Engine Test Facility | 0 | Northern |  |  |  |  | Executed
AC | Spartanburg | Freightliner Corp. - NM | 480Y/277 | Distribution |  | 0 | Other | Non-Residential | 552 Hyatt St | Gaffney | SC | 29341 | Approved | PP-SC Purchased Power | Carolinas | 2007-05-01 | Connected | Other | Engine Dynamometer | 0 | Southern | 3-phase |  |  |  | Executed
DC | Mecklenburg | HMS Holdings - NM |  | Distribution |  | 0 | Other | Non-Residential | 4408 Papa Joe Hendrick Blvd | Charlotte | NC | 28262 | Approved | PP-N NC - Non-Hydroelectric Qualifying Facilities | Carolinas | 2005-08-10 | Connected | Other | Motorsports Builders | 0 | Central |  |  |  |  | Executed
DC | Beaufort | PCS Phosphates |  | Distribution |  | 10000 | Other | Non-Residential | Unknown | Aurora | NC | 27806 | Approved |  | PEC Carolinas | 1899-12-31 | Connected | Other |  | 10000 | Unknown |  | 2014-10-21 |  |  | Executed
AC | Cabarrus | Penske Racing South Inc - NM |  | Distribution | 800 HP Dynamometer | 596.8 | Other | Non-Residential | 4361 Motorsports Dr SW | Concord | NC | 28027 | Approved | PP-N NC - Non-Hydroelectric Qualifying Facilities | Carolinas | 2007-05-03 | Connected | Other | Engine Test Facility | 0 | Central |  |  |  |  | Executed
AC | Lee | Pfizer |  | Distribution |  |  | Other | Non-Residential | 4300 Oak Park Road | Sanford | NC | 27330 | Approved |  | PEC Carolinas | 1899-12-31 | Connected | Other |  | 250 | Unknown |  | 2014-10-21 |  | 2011-06-02 | Executed
DC | Macon | Robert Manetta | 120/240 | Distribution | 12 - Suniva 260w Solar panels | 3.12 | Other | Residential | 169 Laurel Rdg | Franklin | NC | 28734 | Approved | NM-NC Net Metering | Carolinas | 2013-08-16 | Connected | Photovoltaic |  | 2.58 | Southern | Single | 2013-07-15 | 2013-07-22 | 2013-07-15 | Executed
DC |  | Alexandra Zalakova | 120/240 | Distribution | 12 250W GreenTriplex Solar Modules | 3 | Solar | Residential | 37 Skyview Ter | Asheville | NC | 28806 | Cancelled | NC NM-Net Metering for Renewable Energy Facilities | PEC Carolinas |  | Cancelled | Photovoltaic |  | 2.064 | Western | 3-phase | 2013-10-08 |  | 2013-10-08 | Cancelled
DC | Lenoir | Alexis Solar LLC |  | Distribution | Qty 22,344 JA Solar JAP6 72-310/3BB | 6926.64 | Solar | Non-Residential | 3400 US 258 | Kinston | NC | 28504 | On Hold |  | PEC Carolinas |  | Pending | Photovoltaic |  | 4500 | Unknown | 3-phase | 2015-01-05 |  | 2015-01-05 | Open
AC | Iredell | Roush & Yates Racing Engines LLC - NM |  | Distribution |  | 0 | Other | Non-Residential | 297 Rolling Hill Rd | Mooresville | NC | 28117 | Approved | PP-N NC - Non-Hydroelectric Qualifying Facilities | Carolinas | 2007-06-22 | Connected | Other | Engine Test Facility | 0 | Central |  |  |  |  | Executed
DC | Henderson | Terry Tallos | 12,470Y/7,200 | Distribution | 36 Sharp ND - V230 Q Panels & Wind Turbine | 11.28 | Other | Residential | 206 Auburn Sky Trail | Mills River | NC | 28759 | Approved | NM-NC Net Metering | Carolinas | 2013-06-27 | Connected | Other |  | 6 | Southern | Single | 2012-09-10 | 2013-06-27 | 2012-09-10 | Executed
DC | Monroe | Trinity Episcopal Church | 208Y/120 | Distribution | 72 Helios 255W Solar Modules | 18.36 | Other | Non-Residential | 111 South Grant St | Bloomington | IN | 47401 | Approved | Net Metering - Standard Contract Rider No. 57 | IN | 2013-05-31 | Connected | Photovoltaic |  | 18 | Southern | 3-phase | 2013-05-10 |  | 2013-05-10 | Executed
DC | Guilford | Alice Klug |  | Distribution |  | 10 | Hydroelectric | Non-Residential | 1340 NC 68 North | Oak Ridge | NC | 27310 | On Hold | NM-NC Net Metering | Carolinas |  | Pending | Other |  | 10 | Northern |  | 2013-03-15 |  | 2013-03-15 | Open
DC | Buncombe | Alice M Martin-Adkins |  |  | 15 Kyocera KD205 GX-LP Modules | 3.08 | Solar | Residential | 67 Captains Dr. | Candler | NC | 28715 | Pending |  | PEC Carolinas |  |  | Photovoltaic |  | 2.37 | Western |  | 2015-02-10 |  | 2015-02-10 | Open
DC | Moore | Alicia C Brinton | 120/240 | Distribution | qty 18 SolarWorld SW 270 w PV modules | 4.86 | Solar | Residential | 340 E Hedgelawn Way | Southern Pines | NC | 28387 | Pending | NC NM-Net Metering for Renewable Energy Facilities | PEC Carolinas |  | Pending | Photovoltaic |  | 4.32 | Southern | Single | 2015-04-14 |  | 2015-04-14 | Open
DC | NEW HANOVER | Alina Szmant | 120/240 |  |  | 7.53 | Solar | Residential | 210 Braxlo Lane | Wilmington | NC | 28409 | Approved | NC CSP-Cogeneration and Small Power Producer-Sell All | PEC Carolinas | 2010-06-30 | Connected | Photovoltaic |  | 6.02 | Eastern | Single | 2012-10-18 |  |  | Executed
DC | New Hanover | Alina Szmant | 120/240 | Distribution | Qty 34 (230 Watt) Sharp NU-U230F3 Solar Panels | 7.82 | Solar | Residential | 210 Braxlo Lane | Wilmington | NC | 28409 | Pending | NC NM-Net Metering for Renewable Energy Facilities | PEC Carolinas |  | Pending | Photovoltaic |  | 6.46 | Eastern | Single | 2015-05-01 |  | 2015-05-01 | Open
|  | Alina Szmant Dr Daniel Baden | [5 empty] | Residential | 210 Braxlo Lane | Wilmington | NC | 28409 | Pending |  | PEC Carolinas |  |  | Photovoltaic |  |  | Eastern |  | 2015-04-28 |  | 2015-04-28 | Open
DC | Wake | 1529 Properties, LLC |  | Distribution |  | 48 | Solar | Non-Residential | 1529 W. Garner Road | Garner | NC | 27529 | Approved | Negotiated (NC) | PEC Carolinas | 2009-06-11 | Connected | Photovoltaic | TT&E Metals | 38.4 | Unknown |  | 2014-10-21 |  | 2008-11-13 | Executed
DC | Davie | Zachary Yarnot | 120/240 | Distribution | 16 - Suniva 255 W Solar Panel | 4.08 | Solar | Residential | 403 Milling Rd | Mocksville | NC | 27028 | Approved | NM-NC Net Metering | Carolinas | 2013-07-11 | Connected | Photovoltaic |  | 3.44 | Northern | Single | 2013-06-28 | 2013-07-03 | 2013-06-28 | Executed
DC | Wake | Zachary Hobbs | 120/240 | Distribution | Qty 16 240W Schuco Solar Panels | 3.84 | Solar | Residential | 2717 Shaw Rd | Durham | NC | 27704 | Approved | NM-NC Net Metering | Carolinas | 2014-10-31 | Connected | Photovoltaic |  | 4.987 | Northern | Single | 2014-08-11 | 2014-10-24 | 2014-08-11 | Executed
DC | Monroe | 222 W. Kirkwood LLC |  | Distribution | twelve 250-W REC250PE solar panels | 3 | Solar | Non-Residential | 222 Kirkwood ST W | Bloomington | IN | 47404 | Approved | Net Metering - Standard Contract Rider No. 57 | IN | 2013-08-21 | Connected | Photovoltaic |  | 2.58 | Southern |  | 2013-07-29 |  | 2013-07-29 | Executed
DC | Wake | 2315 Atlantic Avenue Solar Facility, LLC |  | Distribution |  | 500 | Solar | Non-Residential | 2315 Atlantic Avenue | Raleigh | NC | 27604 | Approved | Negotiated (NC) | PEC Carolinas | 2012-11-14 | Connected | Photovoltaic | Pack Rat Building | 400 | Northern |  | 2014-10-21 |  | 2012-01-13 | Executed
DC | Pinellas | Mike Stoici | 120/240 | Distribution | Qty 16 Axitec 250W Solar Panels | 4 | Solar | Residential | 135 24th Ave N | St Petersburg | FL | 33704 | Pending | NM-FL Net Metering | FL | 2015-05-05 | Connected | Photovoltaic |  | 3.4 | South Coastal | Single | 2015-05-04 |  | 2015-05-04 | Executed
DC | Transylvania | Yves Naar | 120/240 | Distribution |  | 4.32 | Solar | Residential | 1581 Cantrell Mountain Rd | Brevard | NC | 28712 | Approved | PP-N NC - Non-Hydroelectric Qualifying Facilities | Carolinas | 2008-07-09 | Connected | Photovoltaic | Naar PV Installation | 4 | Southern | Single | 2011-04-07 |  | 2008-04-22 | Executed
DC | Orange | A Hartmann |  | Distribution |  | 5.28 | Solar | Residential | 11412 DARLINGTON DR | Orlando | FL | 32837 | Approved | NM-FL Net Metering | FL | 2010-07-20 | Connected | Photovoltaic |  | 4.488 | South Central |  | 2014-09-10 |  |  | Executed
DC | Pinellas | A M Desai MD | 120/240 | Distribution | Qty 40 SW275 solar panels | 11 | Solar | Residential | 1841 Brightwaters Blvd NE | St Petersburg | FL | 33704 | Approved | NM-FL Net Metering | FL | 2015-03-25 | Connected | Photovoltaic |  | 9.35 | South Coastal | Single | 2015-03-20 |  | 2015-03-20 | Executed
DC | Wake | Aaron J DeSilva |  | Distribution |  | 2.2 | Solar | Residential | 6805 Blazing Sunset Trail | Wake Forest | NC | 27587 | Approved | NC NM-Net Metering for Renewable Energy Facilities | PEC Carolinas | 2012-10-26 | Connected | Photovoltaic |  | 1.76 | Northern | Single | 2012-12-27 |  |  | Executed
DC | Seminole | Aaron Ormsby |  | Distribution |  | 6.24 | Solar | Residential | 235 STEVENAGE DR | LONGWOOD | FL | 32779 | Approved | NM-FL Net Metering | FL | 2012-02-27 | Connected | Photovoltaic |  | 5.304 | North Central |  | 2014-09-10 |  |  | Executed
DC | Polk | Abby Oneill |  | Distribution |  | 7 | Solar | Residential | 2300 HIGHWAY 17 *LOT 16 | Lake Wales | FL | 33853 | Approved | NM-FL Net Metering | FL | 2010-09-27 | Connected | Photovoltaic |  | 5.95 | South Central |  | 2014-09-10 |  |  | Executed
DC | Wake | ABCZ Solar, LLC |  | Distribution |  | 500 | Solar | Non-Residential | 161 Tradition Trail | Holly Springs | NC | 27540 | Approved | Negotiated (NC) | PEC Carolinas | 2010-08-13 | Connected | Photovoltaic | OFM Building | 400 | Northern | 3-phase | 2014-10-21 |  | 2010-06-10 | Executed
DC | Orange | Abio Inc |  | Distribution |  | 25.3 | Solar | Non-Residential | 7806 KINGSPOINTE PKY | Orlando | FL | 32819 | Approved | NM-FL Net Metering | FL | 2010-06-17 | Connected | Photovoltaic |  | 21.505 | South Central |  | 2014-09-10 |  |  | Executed
DC | Cleveland | York Road Solar I, LLC |  | Distribution | 7296 Poly-Crystalline 295 Watt PV Solar Modules | 2152 | Solar | Non-Residential | 929 York Road | Kings Mountain | NC | 28086 | Approved | PP-N NC - Non-Hydroelectric Qualifying Facilities | Carolinas |  | Under Construction | Photovoltaic |  | 1890 | Central | 3-phase | 2013-06-13 |  | 2013-06-13 | Open
DC | Forsyth | Allin F Cottrell | 120/240 | Distribution | Qty 14 REC255-PE 255W Blk Solar Panels | 3.57 | Solar | Residential | 155 Crepe Myrtle Cir | Winston Salem | NC | 27106 | Pending | NM-NC Net Metering | Carolinas |  | Pending | Photovoltaic |  | 3.57 | Northern | Single | 2015-06-11 |  | 2015-06-11 | Open
DC | Yadkin | Yadkin 601 Farm, LLC | 12,470Y/7,200 | Distribution | Qty 21660 Canadian Solar CS6X 300P | 6498 | Solar | Non-Residential | 1815 N Oak Ridge Church Rd | Yadkinville | NC | 27055 | Approved | PP-N NC - Non-Hydroelectric Qualifying Facilities | Carolinas | 2015-04-15 | Connected | Photovoltaic |  | 3000 | Northern | 3-phase | 2013-09-27 |  | 2013-09-27 | Executed
DC | Volusia | Ace Hardware Of Org City Inc |  | Distribution |  | 10 | Solar | Non-Residential | 595 N VOLUSIA AVE | Orange City | FL | 32763 | Approved | NM-FL Net Metering | FL | 2010-05-20 | Connected | Photovoltaic |  | 8.5 | North Central |  | 2014-09-10 |  |  | Executed
DC | Mecklenburg | WSOC Television, Inc.-North Tryon |  | Distribution | 726 TSM-295W PD14 Solar Panel | 214 | Solar | Non-Residential | 1901 N Tryon St. | Charlotte | NC | 28206 | Approved | NM-NC Net Metering | Carolinas | 2014-01-17 | Connected | Photovoltaic |  | 214 | Central | 3-phase | 2013-08-15 | 2013-12-31 | 2013-08-15 | Executed
DC | Franklin | Ada Long |  | Distribution |  | 5.04 | Solar | Residential | 316 COOK ST | St George Island | FL | 32328 | Approved | NM-FL Net Metering | FL | 2009-04-23 | Connected | Photovoltaic |  | 4.284 | North Coastal |  | 2014-09-10 |  |  | Executed
DC | Wake | Allison Lee | 120/240 |  |  | 3.88 | Solar | Residential | 8904 Riverview Park Drive | Raleigh | NC | 27613 | Approved | NC CSP-Cogeneration and Small Power Producer-Sell All | PEC Carolinas | 2011-01-17 | Connected | Photovoltaic |  | 3.1 | Northern | Single | 2012-10-18 |  |  | Executed
DC |  | Adam Leite | 120/240 | Distribution | twelve REC 250W solar modules | 3 | Solar | Residential | 1712 E Ruby Ln | Bloomington | IN | 47401 | Approved | Net Metering - Standard Contract Rider No. 57 | IN | 2012-11-05 | Connected | Photovoltaic |  | 2.58 | Southern | Single | 2012-10-26 |  | 2012-10-26 | Executed
DC | Davidson | Wright of Thomasville Inc. | 240 Delta | Distribution |  | 83.72 | Solar | Non-Residential | 1100 Unity St | Thomasville | NC | 27360 | Approved | PP-N NC - Non-Hydroelectric Qualifying Facilities | Carolinas | 2012-01-19 | Connected | Photovoltaic | WOT PV Installation | 82 | Northern | 3-phase | 2011-10-07 |  | 2011-10-07 | Executed
DC | Seminole | Adam Neri | 120/240 | Distribution | SR-14-0138A | 10.2 | Solar | Residential | 1828 PINE BAY DR | Lake Mary | FL | 32746 | Approved | NM-FL Net Metering | FL | 2014-10-17 | Connected | Photovoltaic |  | 8.67 | North Central | Single | 2014-10-16 |  | 2014-10-16 | Executed
DC | Seminole | Altamonte Mall LLC - 2736690343 - NM | 480Y/277 | Distribution | Qty 5093 Trina TSM-PD14, 310watts, Solar Panels | 1578.83 | Solar | Non-Residential | 451 E Altamonte Dr, *OFC ACCT1 | Altamonte Springs | FL | 32701 | Pending | NM-FL Net Metering | FL |  | Pending | Photovoltaic |  | 1342 | North Central | 3-phase | 2015-05-07 |  | 2015-05-07 | Open
DC | Seminole | Altamonte Mall LLC - 7044898069 - NM | 208Y/120 | Distribution | Qty 1276 Trina TSM-PD14, 310watts, Solar Panels | 395.56 | Solar | Non-Residential | 451 E Altamonte Dr *OFC ACCT2 | Altamonte Springs | FL | 32701 | Pending | NM-FL Net Metering | FL |  | Pending | Photovoltaic |  | 336.226 | North Central | 3-phase | 2015-05-07 |  | 2015-05-07 | Open
DC | Union | Wonnie Brown JR. | 120/240 | Distribution | 24 300W ET Solar modules | 7.2 | Solar | Residential | 1000 Patricians Ln | Monroe | NC | 28110 | Approved | NM-NC Net Metering | Carolinas | 2013-05-17 | Connected | Photovoltaic |  | 6 | Central | Single | 2013-03-01 | 2013-05-08 | 2013-03-01 | Executed
DC | Mecklenburg | WM3 Properties, LLC | 120/240 | Distribution |  | 5 | Solar | Non-Residential | 5513 Monroe Road | Charlotte | NC | 28212 | Approved | PP-N NC - Non-Hydroelectric Qualifying Facilities | Carolinas | 2012-01-13 | Connected | Photovoltaic | WM3 Properties PV Installation | 4 | Central | Single | 2011-11-09 |  | 2011-11-09 | Executed
DC | Alamance | Winfred Bo Bierley | 120/240 | Distribution | Twelve Suniva OPTXXX-60-4-1B0 solar panels | 3.06 | Solar | Residential | 825 S Eighth St. | Mebane | NC | 27302 | Approved | NM-NC Net Metering | Carolinas | 2014-12-01 | Connected | Photovoltaic |  | 2.58 | Northern | Single | 2013-11-05 | 2013-12-09 | 2013-11-05 | Executed
DC | Iredell | Alvin J Murn | 120/240 | Distribution | Qty 28 Renesola 250W Solar Panels | 7 | Solar | Residential | 107 Rutan Ct | Mooresville | NC | 28117 | Pending | NM-NC Net Metering | Carolinas |  | Pending | Photovoltaic |  | 6.02 | Central | Single | 2015-05-18 |  | 2015-05-18 | Open
DC | Orange | Ademola Adewale |  | Distribution |  | 10.5 | Solar | Residential | 2514 BUTLER BAY DRIVE N | WINDERMERE | FL | 34786 | Approved | NM-FL Net Metering | FL | 2013-04-15 | Connected | Photovoltaic |  | 8.925 | South Central |  | 2014-09-10 |  |  | Executed
DC | Mecklenburg | Willis Stokes | 120/240 | Distribution |  | 1 | Solar | Residential | 9700 Stillwater Ln | Charlotte | NC | 28227 | Approved | NM-NC Net Metering | Carolinas | 2014-11-24 | Connected | Photovoltaic |  | 0.86 | Central | Single | 2014-10-20 | 2014-11-21 | 2014-10-20 | Executed
DC | Polk | Adriano A Grassi | 120/240 | Distribution | Qty 40 Canadian CS6P 255W Solar Panels | 10.2 | Solar | Residential | 824 Abbeville Ct | Poinciana | FL | 34758 | Approved | NM-FL Net Metering | FL | 2015-05-18 | Connected | Photovoltaic |  | 8.67 | South Central | Single | 2015-05-14 |  | 2015-05-14 | Executed
DC | VOLUSIA | Adrienne Smith |  | Distribution |  | 5.23 | Solar | Residential | 1381 CORONET DR | DELTONA | FL | 32725 | Approved | NM-FL Net Metering | FL | 2014-01-17 | Connected | Photovoltaic |  | 4.447 | North Central |  | 2014-09-10 |  |  | Executed
DC | Volusia | Adrienne Kristall |  | Distribution |  | 3.15 | Solar | Residential | 1112 HERON POINT WAY | DELAND | FL | 32724 | Approved | NM-FL Net Metering | FL | 2011-03-29 | Connected | Photovoltaic |  | 2.678 | North Central |  | 2014-09-10 |  |  | Executed
DC | Seminole | Advanced Solar Photonics LLC |  | Distribution |  | 1236.5 | Solar | Non-Residential | 400 RINEHART RD *UNIT, CT 2 | LAKE MARY | FL | 32746 | Approved | NM-FL Net Metering | FL | 2012-10-24 | Connected | Photovoltaic |  | 1051.025 | North Central |  | 2014-09-10 |  |  | Executed
DC | Mecklenburg | Willie L & Sheena Mobley | 120/240 | Distribution | Qty 4 (250 Watt) Renesola Virtus IC250M-24/Bbh Solar Panels | 1 | Solar | Residential | 6157 Salamander Run Ln | Charlotte | NC | 28215 | Approved | NM-NC Net Metering | Carolinas | 2015-01-07 | Connected | Photovoltaic |  | 0.86 | Central | Single | 2014-10-01 | 2015-01-06 | 2014-10-01 | Executed
DC | Jackson | William Selby | 120/240 | Distribution | 27 (240 Watt) KD240GX-LPB Solar Panels | 6.48 | Solar | Residential | 1000 Kitchens Branch Road | Sylva | NC | 28779 | Approved | NM-NC Net Metering | Carolinas | 2012-06-29 | Connected | Photovoltaic |  | 6 | Southern | Single | 2012-03-01 |  | 2012-03-01 | Executed
DC | Wake | Adventure Solar, LLC |  | Distribution | Canadian Solar 6P 616 245P | 187 | Solar | Non-Residential | 118 Kitty Hawk Drive | Morrisville | NC | 27560 | Approved | NC CSP27-Cogeneration and Small Power Producer-Sell All | PEC Carolinas | 2014-05-17 | Connected | Photovoltaic |  | 150 | Unknown | 3-phase | 2014-10-21 |  | 2014-01-17 | Executed
DC | Forsyth | William W. Walker | 120/240 | Distribution | QTY 7 SunPower 230 Modules | 1.61 | Solar | Residential | 2651 Forest Dr | Winston Salem | NC | 27104 | Approved | NM-NC Net Metering | Carolinas | 2014-08-20 | Connected | Photovoltaic |  | 3.3 | Northern | Single | 2014-08-08 |  | 2014-08-08 | Executed
DC | CITRUS | Afton Anderson |  | Distribution |  | 2.01 | Solar | Residential | 5474 S LEONARD TER | INVERNESS | FL | 34452 | Approved | NM-FL Net Metering | FL | 2014-08-01 | Connected | Photovoltaic |  | 1.706 | North Coastal |  | 2014-09-10 |  |  | Executed
DC | Wake | Ambient Advisory Services | 120/240 |  |  | 9.34 | Solar | Residential | Hargett Street Suite 300 | Raleigh | NC | 27607 | Approved | NC CSP-Cogeneration and Small Power Producer-Sell All | PEC Carolinas | 2007-06-11 | Connected | Photovoltaic |  | 7.47 | Northern | Single | 2012-10-18 |  |  | Executed
DC | Pinellas | Agora Sales Inc |  | Distribution |  | 107.06 | Solar | Non-Residential | 2828 21St Ave N | ST. PETERSBURG | FL | 33713 | Approved | NM-FL Net Metering | FL | 2014-08-08 | Connected | Photovoltaic |  | 91.001 | South Coastal |  | 2014-09-10 |  |  | Executed
|  | Ameresco Orbit Clinton, LLC |  |  |  |  | Biomass | Non-Residential | 531 Hickory Grove Road | Clinton | NC | 28328 | Pending | Negotiated (NC) | PEC Carolinas |  | Pending | Reciprocating Engine | Ameresco Orbit Clinton | 6400 | Southern |  |  |  |  | Open
|  | Ameresco Orbit Wadesboro, LLC |  |  |  |  | Biomass | Non-Residential | 2916 Stanback Ferry Road | Wadesboro | NC | 28170 | Pending | Negotiated (NC) | PEC Carolinas |  | Pending | Reciprocating Engine | Ameresco Orbit Wadesboro | 6400 | Southern |  |  |  |  | Open
DC | Orange | Aida Martin |  | Distribution |  | 2.1 | Solar | Residential | 5127 LEEWARD WAY | Orlando | FL | 32809 | Approved | NM-FL Net Metering | FL | 2010-06-24 | Connected | Photovoltaic |  | 1.785 | South Central |  | 2014-09-10 |  |  | Executed
DC | HAMILTON | AMERIDIAN - NM | 3 phase |  | five hundred fifty 144-W Unisolar PVL-144 solar laminates | 79.2 | Solar | Non-Residential | 11520 ROCKFIELD CT | CINCINNATI | OH | 45241 | Approved | Rider NM - Net Metering Rider - OH | OH/KY | 2009-11-13 | Connected | Photovoltaic |  | 79.2 | Central | 240 Delta |  |  |  | Executed
DC | Forsyth | William W Clinard | 208Y/120 | Distribution | Qty 88 LG260S1C | 22.88 | Solar | Non-Residential | 3400 Healy Dr | Winston Salem | NC | 27103 | Approved | NM-NC Net Metering | Carolinas | 2013-12-27 | Connected | Photovoltaic |  | 22.8 | Northern | 3-phase | 2013-11-19 | 2013-12-12 | 2013-11-19 | Executed
DC | Orange | William Terry Baker | 120/240 | Distribution | QTY 24 Day 4 Energy 170 Modules | 4.08 | Solar | Residential | 207 Purple Leaf Pl | Carrboro | NC | 27510 | Approved | NM-NC Net Metering | Carolinas | 2014-08-28 | Connected | Photovoltaic | Baker PV Installation | 5.3 | Northern | Single | 2014-08-15 | 2014-08-26 | 2014-08-15 | Executed
DC | Vance | Amigo Farm, LLC |  |  |  |  | Solar | Non-Residential | 7344 NC 39 Hwy S | Henderson | NC | 27537 | On Hold |  | PEC Carolinas |  | Pending | Photovoltaic |  | 5000 | Unknown | 3-phase | 2014-10-26 |  | 2014-09-15 | Open
DC | Guilford | William T Rosselle | 120/240 | Distribution | qty 12 Sunmodule 280W PV Modules | 3.36 | Solar | Residential | 3005 Willow Oak Dr | Greensboro | NC | 27408 | Approved | NM-NC Net Metering | Carolinas | 2015-05-28 | Connected | Photovoltaic |  | 2.88 | Northern | Single | 2015-03-31 | 2015-05-11 | 2015-03-31 | Executed
DC | Franklin | Al Simpler |  | Distribution |  | 5.06 | Solar | Residential | 713 Mill Road | Carrabelle | FL | 32322 | Approved | NM-FL Net Metering | FL | 2007-11-15 | Connected | Photovoltaic |  | 4.301 | North Coastal |  | 2014-09-10 |  |  | Executed
DC | Alachua | Alachua Co School Bd |  | Distribution |  | 9.72 | Solar | Non-Residential | 1015 N MAIN ST *LITE, BLDG 01-025 E | High Springs | FL | 32643 | Approved | NM-FL Net Metering | FL | 2013-12-06 | Connected | Photovoltaic |  | 8.262 | North Coastal |  | 2014-09-10 |  |  | Executed
DC | Forsyth | William S Smith III | 120/240 | Distribution | Qty 18 Sunvia 270W Solar Panels | 4.86 | Solar | Residential | 240 Harmon Ct | Winston Salem | NC | 27106 | Approved | NM-NC Net Metering | Carolinas | 2015-02-09 | Connected | Photovoltaic |  | 4.5 | Northern | Single | 2014-11-05 | 2015-02-09 | 2014-11-05 | Executed
DC | Iredell | Amy L Scordino | 120/240 | Distribution | qty 22 Sunpower 335w | 7.37 | Solar | Residential | 126 Whispering Cove Ct Lot#50 | Mooresville | NC | 28117 | On Hold | NM-NC Net Metering | Carolinas |  | Pending | Photovoltaic |  | 7.37 | Central | Single | 2013-09-18 |  | 2013-09-18 | Open
DC | VOLUSIA | Alan Horne |  | Distribution |  | 5.5 | Solar | Residential | 311 S ORLEANS AVE | DELAND | FL | 32720 | Approved | NM-FL Net Metering | FL | 2014-04-08 | Connected | Photovoltaic |  | 4.675 | North Central |  | 2014-09-10 |  |  | Executed
DC | ORANGE | Alan Borne |  | Distribution |  | 6 | Solar | Residential | 7918 TORRO CT | ORLANDO | FL | 32810 | Approved | NM-FL Net Metering | FL | 2013-05-08 | Connected | Photovoltaic |  | 5.1 | North Central |  | 2014-09-10 |  |  | Executed
DC | Alexander | William S Carrigan | 120/240 | Distribution |  | 3.27 | Solar | Residential | 628 Carrigan Rd | Taylorsville | NC | 28681 | Approved | NM-NC Net Metering | Carolinas | 2014-10-10 | Connected | Photovoltaic |  | 3 | Central | Single | 2014-07-03 | 2014-10-07 | 2014-07-03 | Executed
DC | Howard | Alan D Fiscus | 120/240 | Distribution | 10 Mage Powertec Plus 250 W panels | 2.5 | Solar | Residential | 4058 580 W S | Russiaville | IN | 46979 | Approved | Net Metering - Standard Contract Rider No. 57 | IN | 2012-07-20 | Connected | Photovoltaic |  | 8.6 | Northern | Single | 2012-07-09 |  | 2012-07-09 | Executed
DC | Buncombe | Amy Underwood | 120/240 |  |  | 4.83 | Solar | Residential | 1 Windy Gap Road | Asheville | NC | 28804 | Approved | NC CSP-Cogeneration and Small Power Producer-Sell All | PEC Carolinas | 2011-01-25 | Connected | Photovoltaic |  | 3.86 | Western | Single | 2012-10-18 |  |  | Executed
DC | MONROE | ANASTACIA R CORBIT-CLARKSON | 120/240 |  | eighteen 120-W Evergreen Solar EC120 solar panels | 2.16 | Solar | Residential | 2124 SUSIE ST | BLOOMINGTON | IN | 47401 | Approved | Net Metering - Standard Contract Rider No. 57 | IN | 2009-03-12 | Connected | Photovoltaic |  | 2.16 | Soutwest | Single |  |  |  | Executed
DC | LAKE | Alan Gispan |  | Distribution |  | 7.92 | Solar | Residential | 216 CREPE MYRTLE DR, SOLAR POWER | GROVELAND | FL | 34736 | Approved | NM-FL Net Metering | FL | 2014-01-30 | Connected | Photovoltaic |  | 6.732 | South Central |  | 2014-09-10 |  |  | Executed
DC | Polk | Alan Shover |  | Distribution |  | 4.95 | Solar | Residential | 3000 US HIGHWAY 17 92 W *LOT 526 | Haines City | FL | 33844 | Approved | NM-FL Net Metering | FL | 2010-01-13 | Connected | Photovoltaic |  | 4.208 | South Central |  | 2014-09-10 |  |  | Executed
DC | Pinellas | Anderson Ventures Inc |  | Distribution |  | 8.67 | Solar | Non-Residential | 3700 34TH ST S, *CARWASH | St Petersburg | FL | 33711 | Approved | NM-FL Net Metering | FL | 2011-09-01 | Cancelled | Photovoltaic |  | 7.37 | South Coastal |  | 2014-09-10 |  |  | Cancelled
DC | Durham | William Randall Younts | 120/240 | Distribution |  | 3.6 | Solar | Residential | 201 Shalimar Dr | Durham | NC | 27713 | Approved | PP-N NC - Non-Hydroelectric Qualifying Facilities | Carolinas | 2011-03-18 | Connected | Photovoltaic | Younts PV Installation | 3 | Northern | Single | 2011-04-07 |  | 2010-11-03 | Executed
DC | Highlands | Andrea Bronstein | 120/240 | Distribution | Qty 40 Renogy 250W Solar Panels | 10 | Solar | Residential | 5744 Wolf Lake Rd | Sebring | FL | 33875 | Approved | NM-FL Net Metering | FL |  | Pending | Photovoltaic |  | 8.5 | South Central | Single | 2015-06-10 |  | 2015-06-10 | Open
DC | LAKE | Alan Foraker |  | Distribution |  | 5.76 | Solar | Residential | 102 CUPANIA CT, SOLAR PWR | GROVELAND | FL | 34736 | Approved | NM-FL Net Metering | FL | 2014-05-06 | Connected | Photovoltaic |  | 4.896 | South Central |  | 2014-09-10 |  |  | Executed
DC | PASCO | Alan Jones |  | Distribution |  | 10.2 | Solar | Residential | 22516 SHIRLEY LN | LAND O LAKES | FL | 34639 | Approved | NM-FL Net Metering | FL | 2014-04-08 | Connected | Photovoltaic |  | 8.67 | South Coastal |  | 2014-09-10 |  |  | Executed
DC | SEMINOLE | Alan Olds |  | Distribution |  | 10 | Solar | Residential | 1683 RUTLEDGE RD | LONGWOOD | FL | 32779 | Approved | NM-FL Net Metering | FL | 2014-01-15 | Connected | Photovoltaic |  | 8.5 | North Central |  | 2014-09-10 |  |  | Executed
DC | Orange | Andrea Godfrey | 120/240 | Distribution | Qty 12 SPR-X20-250watts, solar panels | 3 | Solar | Residential | 9344 Trinana Cir | Winter Garden | FL | 34787 | Pending | NM-FL Net Metering | FL |  | Pending | Photovoltaic |  | 2.55 | South Central | Single | 2015-06-12 |  | 2015-06-12 | Open
DC | Lake | Alan Urbanowicz |  | Distribution |  | 5.87 | Solar | Residential | 735 TURNBERRY LN | Lady Lake | FL | 32159 | Approved | NM-FL Net Metering | FL | 2012-09-06 | Connected | Photovoltaic |  | 4.99 | North Coastal |  | 2014-09-10 |  |  | Executed
DC | Mecklenburg | William R Toole & Jackie Toole | 120/240 | Distribution | Qty 12 LG275N1C-G3 Solar Panels | 3.3 | Solar | Residential | 15717 Lakepoint Forest Dr | Charlotte | NC | 28278 | Approved | NM-NC Net Metering | Carolinas | 2014-12-19 | Connected | Photovoltaic |  | 3.3 | Central | Single | 2014-11-04 | 2014-12-11 | 2014-11-04 | Executed
DC | Durham | William Price | 120/240 | Distribution |  | 2.76 | Solar | Residential | 810 Iredell St | Durham | NC | 27705 | Approved | NM-NC Net Metering | Carolinas | 2013-08-14 | Connected | Photovoltaic |  | 3 | Northern | Single | 2013-07-26 | 2013-08-14 | 2013-07-26 | Executed
DC | ORANGE | Alan Wallace |  | Distribution |  | 9.44 | Solar | Residential | 2632 CRESCENT LAKE CT | WINDERMEERE | FL | 34786 | Approved | NM-FL Net Metering | FL | 2014-01-17 | Connected | Photovoltaic |  | 8.02 | South Central |  | 2014-09-10 |  |  | Executed
DC | Guilford | William P. Miller | 120/240 | Distribution |  | 4.8 | Solar | Residential | 3309 Wedgewood Pl | Greensboro | NC | 27403 | Approved | PP-N NC - Non-Hydroelectric Qualifying Facilities | Carolinas | 2010-08-05 | Connected | Photovoltaic | Miller PV Installation | 4.8 | Northern | Single | 2011-04-07 |  | 2010-07-16 | Executed
DC | Mecklenburg | Andrew B Smoke | 120/240 | Distribution | Qty 8 Hanwha Q-250W Solar Panels | 2 | Solar | Residential | 2017 Garnette Pl | Charlotte | NC | 28216 | Approved | NM-NC Net Metering | Carolinas |  | Pending | Photovoltaic |  | 1.72 | Central | Single | 2015-05-20 |  | 2015-05-20 | Open
DC | Chatham | Andrew Crowson | 120/240 |  |  | 4.63 | Solar | Residential | 469 Dorcutt Hills Rd. | Pittsboro | NC | 27312 | Approved | NC CSP-Cogeneration and Small Power Producer-Sell All | PEC Carolinas | 2009-10-14 | Connected | Photovoltaic |  | 3.7 | Northern | Single | 2012-10-18 |  |  | Executed
DC | Pinellas | Albert Bowles | 120/240 | Distribution | Qty 5 Q.Pro-G3/250w solar panels | 1.25 | Solar | Residential | 6574 19th Way N. | St Petersburg | FL | 33702 | Approved | NM-FL Net Metering | FL | 2015-04-13 | Connected | Photovoltaic |  | 1.06 | South Coastal | Single | 2015-04-06 |  | 2015-04-06 | Executed
DC | Lee | Albert C. Adcock d/b/a Albert C. Adcock, Sole Proprietor |  | Distribution |  | 31 | Solar | Non-Residential | 209 Market Street | Sanford | NC | 27330 | Approved | Negotiated (NC) | PEC Carolinas | 2011-11-30 | Connected | Photovoltaic |  | 25 | Unknown |  | 2014-10-21 |  | 2011-09-09 | Executed
DC | Orange | William O. Poteat | 120/240 | Distribution |  | 2.4 | Solar | Residential | 438 West Cameron Ave | Chapel Hill | NC | 27516 | Approved | SCG-NC Small Customer Generator Rider | Carolinas | 2006-12-08 | Connected | Photovoltaic |  | 2 | Northern | Single | 2011-04-07 |  | 2006-10-23 | Executed
DC | ORANGE | Albert Fletcher |  | Distribution |  | 2.55 | Solar | Residential | 740 MAGENTA DR | OCOEE | FL | 34761 | Approved | NM-FL Net Metering | FL | 2014-03-07 | Connected | Photovoltaic |  | 2.168 | South Central |  | 2014-09-10 |  |  | Executed
DC | Orange | Albert J Marien | 120/240 | Distribution | Qty 20 Canadian CS6P 250W Solar Panels | 5 | Solar | Residential | 2205 Black Lake Blvd | Winter Garden | FL | 34787 | Approved | NM-FL Net Metering | FL | 2015-05-18 | Connected | Photovoltaic |  | 4.25 | South Central | Single | 2015-05-13 |  | 2015-05-13 | Executed
DC | Greenville | William MacIntosh | 120/240 | Distribution | Qty 56 SW 280 mono | 12.07 | Solar | Residential | 131 Stewart Rd. | Simpsonville | SC | 29681 | Approved | NM-SC Net Metering | Carolinas | 2014-08-08 | Connected | Photovoltaic |  | 12.07 | Southern | Single | 2014-07-03 | 2014-07-30 | 2014-07-03 | Executed
DC | Orange | Albert Chastain |  | Distribution |  | 5.02 | Solar | Residential | 14561 BRADDOCK OAK DR | Orlando | FL | 32837 | Approved | NM-FL Net Metering | FL | 2011-06-07 | Connected | Photovoltaic |  | 4.267 | South Central |  | 2014-09-10 |  |  | Executed
DC | LAKE | Albert Schell |  | Distribution |  | 6.86 | Solar | Residential | 183 BALMY COAST RD, SOLAR POWER | GROVELAND | FL | 34736 | Approved | NM-FL Net Metering | FL | 2014-04-11 | Connected | Photovoltaic |  | 5.831 | South Central |  | 2014-09-10 |  |  | Executed
DC | Orange | Alberto Herran |  | Distribution |  | 8.6 | Solar | Residential | 4410 BEGONIA CT | WINDERMERE | FL | 34786 | Approved | NM-FL Net Metering | FL | 2012-01-17 | Connected | Photovoltaic |  | 7.31 | South Central |  | 2014-09-10 |  |  | Executed
DC | ORANGE | Alberto Santoni |  | Distribution |  | 8.84 | Solar | Residential | 13009 ROBERTS ISLAND ROAD | ORLANDO | FL | 32832 | Approved | NM-FL Net Metering | FL | 2013-07-03 | Connected | Photovoltaic |  | 7.514 | South Central |  | 2014-09-10 |  |  | Executed
DC |  | Sunenergy1, LLC |  | Distribution |  |  | Solar | Non-Residential | Unknown | Albertson | NC | 0 | Approved | NC CSP29-Cogeneration and Small Power Producer-Sell All | PEC Carolinas | 2014-12-31 | Connected | Photovoltaic |  | 5000 | Unknown | 3-phase | 2014-10-21 |  | 2013-06-14 | Executed
DC | Pinellas | Albina Manor LLC | 120/240 | Distribution | Qty 40 SW250 Solar Panels | 10 | Solar | Non-Residential | 820 15th St N | St Petersburg | FL | 33705 | Approved | NM-FL Net Metering | FL | 2015-03-09 | Connected | Photovoltaic |  | 8.5 | South Coastal | Single | 2015-02-13 |  | 2015-02-13 | Executed
DC | Orange | Aldemar Gomez |  | Distribution |  | 2.04 | Solar | Residential | 2281 VICTORIA FALLS DRIVE | ORLANDO | FL | 32824 | Approved | NM-FL Net Metering | FL | 2013-04-02 | Connected | Photovoltaic |  | 1.734 | South Central |  | 2014-09-10 |  |  | Executed
DC | TIPPECANOE | ANDREW D MILAM | 120/240 |  | twelve 165-W Sharp solar panels | 1.98 | Solar | Residential | 134 MAGNOLIA CT | W LAFAYETTE | IN | 47906 | Approved | Net Metering - Standard Contract Rider No. 57 | IN | 2004-12-02 | Connected | Photovoltaic |  | 1.8 | North | Single |  |  |  | Executed
DC | Buncombe | Aldona Shea | 120/240 | Distribution | Qty 56 SW 280 Mono | 3.5 | Solar | Residential | 731 Old Fort Rd | Fairview | NC | 28730 | Approved | NM-NC Net Metering | PEC Carolinas | 2014-08-07 | Connected | Photovoltaic |  | 2.8 | Western | Single | 2014-07-17 |  | 2014-07-17 | Executed
DC | Lake | Aleksaneer Chlopek | 120/240 | Distribution | Qty 25 YINGL-YL250P-29b, 250watts, solar panels | 6.25 | Solar | Residential | 155 Bayou Bend Rd | Groveland | FL | 34736 | Approved | NM-FL Net Metering | FL | 2015-04-27 | Connected | Photovoltaic |  | 5.312 | South Central | Single | 2015-04-21 |  | 2015-04-21 | Executed
DC | Guilford | William Lam | 120/240 | Distribution | QTY: 26 Silifab 285W | 7.4 | Solar | Residential | 6000 Beckenham Way | Oak Ridge | NC | 27310 | Approved | NM-NC Net Metering | Carolinas | 2014-06-19 | Connected | Photovoltaic |  | 6.5 | Northern | Single | 2014-05-19 | 2014-06-19 | 2014-05-19 | Executed
DC |  | Alex Cook | 120/240 | Distribution | 20 Sharp 240W ND-240QCJ Solar Modules | 4.8 | Solar | Residential | 9970 300 S W | Columbus | IN | 47201 | Approved | Net Metering - Standard Contract Rider No. 57 | IN | 2012-10-22 | Connected | Photovoltaic |  | 4.8 | Northern | Single | 2012-09-10 |  | 2012-09-10 | Executed
DC | Craven | Andrew Solar, LLC |  | Distribution |  |  | Solar | Non-Residential | 796 Washington Post Road | New Bern | NC | 28562 | Approved | NC CSP29-Cogeneration and Small Power Producer-Sell All | PEC Carolinas | 2015-03-14 | Under Construction | Photovoltaic |  | 5000 | Eastern | 3-phase | 2014-10-21 |  | 2013-04-16 | Open
DC | Cabarrus | William L Bohlayer | 120/240 | Distribution | Qty 11 275W LG Mono Neon Solar Panels | 3.03 | Solar | Residential | 608 Coral Bells Ct NW | Concord | NC | 28027 | Approved | NM-NC Net Metering | Carolinas | 2014-12-05 | Connected | Photovoltaic |  | 2.75 | Central | Single | 2014-10-06 | 2014-11-26 | 2014-10-06 | Executed
DC | VIGO | ANDREW TRAUCINS | 120/240 |  | forty-four 230-W Sharp NU-U230F3 solar panels | 10.12 | Solar | Residential | 4180 WILLOWBROOK CT S | TERRE HAUTE | IN | 47802 | Approved | Net Metering - Standard Contract Rider No. 57 | IN | 2010-05-04 | Connected | Photovoltaic |  | 8.36 | Soutwest | Single |  |  |  | Executed
DC | Durham | William K Allard | 120/240 | Distribution | 8 265W SolarWorld SunModule Panels | 2.12 | Solar | Residential | 200 Monticello Ave | Durham | NC | 27707 | Approved | NM-NC Net Metering | Carolinas | 2014-12-02 | Connected | Photovoltaic |  | 2 | Northern | Single | 2014-10-29 | 2014-11-21 | 2014-10-29 | Executed
DC | Pinellas | Alex Millman |  | Distribution |  | 10.53 | Solar | Residential | 4655 BAYSHORE BLVD NE | ST. PETERSBURG | FL | 33703 | Approved | NM-FL Net Metering | FL | 2014-02-13 | Connected | Photovoltaic |  | 8.951 | South Coastal |  | 2014-09-10 |  |  | Executed
DC | Orange | Alex W Cush | 120/240 | Distribution |  | 10.64 | Solar | Residential | 8266 TIBET BUTLER DR | Windermere | FL | 34786 | Approved | NM-FL Net Metering | FL | 2014-11-06 | Connected | Photovoltaic |  | 9.04 | South Central | Single | 2014-11-06 |  | 2014-11-06 | Executed
DC | Forsyth | William J Conroy | 120/240 | Distribution | Qty 12 (245 Watt) Bosch Solar Module c-Si M 60 245 Wp | 2.94 | Solar | Residential | 204 S Cliffdale Dr | Winston Salem | NC | 27104 | Approved | NM-NC Net Metering | Carolinas | 2013-05-30 | Connected | Photovoltaic |  | 2.94 | Northern | Single | 2013-04-26 | 2013-05-07 | 2013-04-26 | Executed
DC | Warren | Alexandra J Jordan | 120/240 | Distribution | twenty 260-W Suniva Optimus OPT260-60-4-1B0 solar panels | 5.2 | Solar | Residential | 6973 Quarterhorse Dr | Springboro | OH | 45066 | Approved | Rider NM - Net Metering Rider - OH | OH/KY | 2014-07-23 | Connected | Photovoltaic |  | 5 | North | Single | 2014-06-17 |  | 2014-06-17 | Executed
DC | Warren | Alexandra J Jordan | 120/240 | Distribution | ten 270-W Suniva Optimus OPT260-60-4-1B0 solar panels | 2.7 | Solar | Residential | 6973 Quarterhorse Dr | Springboro | OH | 45066 | Approved | Rider NM - Net Metering Rider - OH | OH/KY | 2015-05-28 | Connected | Photovoltaic |  | 2.5 | North | Single | 2015-05-27 |  | 2015-05-27 | Executed
DC | SEMINOLE | Alexandra Scarborough |  | Distribution |  | 6 | Solar | Residential | 1092 Howell Harbor Dr | CASSELBERRY | FL | 32707 | Approved | NM-FL Net Metering | FL | 2014-08-20 | Connected | Photovoltaic |  | 5.1 | North Central |  | 2014-09-10 |  |  | Executed
DC | Marion | Alfred Tracy |  | Distribution |  | 5 | Solar | Residential | 5 SPRUCE DR | Ocala | FL | 34472 | Approved | NM-FL Net Metering | FL | 2009-07-26 | Connected | Photovoltaic |  | 4.25 | North Coastal |  | 2014-09-10 |  |  | Executed
DC | Lake | Alice Hardison |  | Distribution |  | 6.24 | Solar | Residential | 103 CUPANIA CT, SOLAR PWR | GROVELAND | FL | 34736 | Approved | NM-FL Net Metering | FL | 2013-02-28 | Connected | Photovoltaic |  | 5.304 | South Central |  | 2014-09-10 |  |  | Executed
DC | Spartanburg | William Hugh Lindsey | 120/240 | Distribution | Qty 8 (270 Watt) Sunmodule Plus SW 270 Solar Panels | 2.16 | Solar | Residential | 630 Hobbysville Rd | Roebuck | SC | 29376 | Approved | NM-SC Net Metering | Carolinas | 2014-12-05 | Connected | Photovoltaic |  | 2.49 | Southern | Single | 2014-11-05 | 2014-12-05 | 2014-11-05 | Executed
DC | ORANGE | Alice Rolston |  | Distribution |  | 10 | Solar | Residential | 7814 MONTEZUMA TRL | ORLANDO | FL | 32825 | Approved | NM-FL Net Metering | FL | 2014-02-17 | Connected | Photovoltaic |  | 8.5 | South Central |  | 2014-09-10 |  |  | Executed
DC | Montgomery | Angela Bernard | 120/240 | Distribution |  | 2.88 | Solar | Residential | 182 E College St | Star | NC | 27356 | Approved | NC CSP-Cogeneration and Small Power Producer-Sell All | PEC Carolinas | 2009-08-06 | Superseded | Photovoltaic |  | 2.3 | Southern | Single | 2012-10-18 |  |  | Superceded
DC | Pinellas | Alison Swift |  | Distribution |  | 5.5 | Solar | Residential | 1042 23RD AVE N | ST. PETERSBURG | FL | 33704 | Approved | NM-FL Net Metering | FL | 2014-04-04 | Connected | Photovoltaic |  | 4.675 | South Coastal |  | 2014-09-10 |  |  | Executed
DC | Orange | Alistair Gibson | 120/240 | Distribution | Qty 36 (275 Watt) SolarWorld SW275 Solar Panels | 9.9 | Solar | Residential | 1928 Lake Roberts Landing Dr | Winter Garden | FL | 34787 | Approved | NM-FL Net Metering | FL | 2015-01-27 | Connected | Photovoltaic |  | 8.42 | South Central | Single | 2015-01-21 |  | 2015-01-21 | Executed
DC | Pinellas | ALL FLORIDA MGMNT GROUP INC | 120/240 | Distribution |  | 23 | Solar | Non-Residential | 2235 1ST AVE S | St. Petersburg | FL | 33712 |  | NM-FL Net Metering | FL | 2014-12-19 | Connected | Photovoltaic |  | 19.55 | South Coastal | Single | 2015-01-29 |  |  | Executed
DC | Pinellas | All Florida Mgmnt Group Inc |  | Distribution |  | 12 | Solar | Non-Residential | 2211 1ST AVE S | ST. PETERSBURG | FL | 33712 | Approved | NM-FL Net Metering | FL | 2014-08-26 | Connected | Photovoltaic |  | 10.2 | South Coastal |  | 2014-09-10 |  |  | Executed
DC | Pinellas | All Florida Mgmnt Group Inc |  | Distribution |  | 83 | Solar | Non-Residential | 2211 1ST AVE S | ST. PETERSBURG | FL | 33712 | Approved | NM-FL Net Metering | FL | 2014-04-11 | Connected | Photovoltaic |  | 70.55 | South Coastal |  | 2014-09-10 |  |  | Executed
DC | Greensboro | William H Stewart | 120/240 | Distribution | Qty 6 1SolTech 250W Solar Panels | 5.1 | Solar | Residential | 2304 Danbury Rd | Greensboro | NC | 27408 | Approved | NM-NC Net Metering | Carolinas | 2014-07-22 | Connected | Photovoltaic |  | 5.1 | Northern | Single | 2014-06-11 | 2014-06-27 | 2014-06-11 | Executed
DC | Monroe | Allan L Edmonds | 120/240 | Distribution | Fifteen 235 Kyocera Solar Panels | 3.53 | Solar | Residential | 1714 Wilton Dr S | Bloomington | IN | 47401 | Approved | Net Metering - Standard Contract Rider No. 57 | IN | 2011-08-17 | Connected | Photovoltaic |  | 2.85 | Southern | Single | 2011-07-29 |  | 2011-07-29 | Executed
DC | Pinellas | Allan L Mason | 120/240 | Distribution | Qty 4 Q Pro-G3 250W Solar Panels | 1 | Solar | Residential | 6728 19th St N | St Petersburg | FL | 33702 | Approved | NM-FL Net Metering | FL | 2015-04-13 | Connected | Photovoltaic |  | 0.85 | South Coastal | Single | 2015-04-06 |  | 2015-04-06 | Executed
DC | Orange | Allen Berggrein |  | Distribution |  | 10 | Solar | Residential | 507 E LAKESHORE DR | OCOEE | FL | 34761 | Approved | NM-FL Net Metering | FL | 2013-01-22 | Connected | Photovoltaic |  | 8.5 | South Central |  | 2014-09-10 |  |  | Executed
DC | Duplin | Angus Holdings, LLC |  | Distribution |  |  | Solar | Non-Residential | Unknown | Warsaw | NC | 28398 | Approved |  | PEC Carolinas |  | Pending | Photovoltaic |  | 4950 | Unknown |  | 2014-10-21 |  | 2014-07-10 | Open
DC | Alamance | William H Rogers | 120/240 | Distribution | Qty 18 REC250PE BLK | 4.5 | Solar | Residential | 212 Sylvan School Rd | Snow Camp | NC | 27349 | Approved | SCG-NC Small Customer Generator Rider | Carolinas | 2014-01-20 | Connected | Photovoltaic |  | 4.5 | Northern | Single | 2013-11-26 | 2014-01-17 | 2013-11-26 | Executed
DC | Mecklenburg | Anita N Mckee | 120/240 | Distribution | Qty 4 Rensola 250W Solar Panels | 1 | Solar | Residential | 10020 Wild Dogwood Ct | Charlotte | NC | 28273 | Pending | NM-NC Net Metering | Carolinas |  | Pending | Photovoltaic |  | 0.86 | Central | Single | 2015-04-09 |  | 2015-04-09 | Open
DC | Marion | Allen Click |  | Distribution |  | 4 | Solar | Residential | 20640 SW 88TH PLACE RD | Dunnellon | FL | 34431 | Approved | NM-FL Net Metering | FL | 2010-03-24 | Connected | Photovoltaic |  | 3.4 | North Coastal |  | 2014-09-10 |  |  | Executed
DC | Pinellas | Allen Fietz |  | Distribution |  | 5.28 | Solar | Residential | 10415 SILHAVY DR | Largo | FL | 33774 | Approved | NM-FL Net Metering | FL | 2010-09-15 | Connected | Photovoltaic |  | 4.488 | South Coastal |  | 2014-09-10 |  |  | Executed
DC | Orange | Allen J King | 120/240 | Distribution | Qty 39 Canadian C56P 255W Solar Panels | 10 | Solar | Residential | 11 Hermosa Dr | Eustis | FL | 32726 | Approved | NM-FL Net Metering | FL | 2015-04-14 | Connected | Photovoltaic |  | 8.453 | North Central | Single | 2015-04-13 |  | 2015-04-13 | Executed
DC | Wake | Ann Willard | 120/240 | Distribution | QTY 12 Trina TSM-PA05 230 watt Panels | 2.76 | Solar | Residential | 2915 Ryton Ct | Raleigh | NC | 27613 | Pending |  | PEC Carolinas |  | Pending | Photovoltaic |  | 2.125 | Northern | Single | 2015-05-27 |  | 2015-05-27 | Open
DC | Orange | Allen Mosby |  | Distribution |  | 5.8 | Solar | Residential | 546 WHEATSTONE PL | Orlando | FL | 32835 | Approved | NM-FL Net Metering | FL | 2010-02-22 | Connected | Photovoltaic |  | 4.93 | South Central |  | 2014-09-10 |  |  | Executed
DC | MACON | WILLIAM GREIG | 120/240 | Distribution | QTY 12 LG 255 MONO X | 3.06 | Solar | Residential | 291 HOLLY TERRACE | FRANKLIN | NC | 28734 | Approved | NM-NC Net Metering | Carolinas | 2013-12-23 | Connected | Photovoltaic |  | 2.58 | Southern | Single | 2013-11-27 | 2013-12-20 | 2013-11-27 | Executed
DC | Polk | Allison Ann Sakara | 120/240 | Distribution | Qty 81 (255 Watt) Trina TSM-255-PDG5 Solar Panels | 20.66 | Solar | Residential | 4800 Ben Hill Trl | Lake Wales | FL | 33898 | Approved | NM-FL Net Metering | FL | 2015-03-24 | Connected | Photovoltaic |  | 17.56 | South Central | Single | 2015-02-19 |  | 2015-02-19 | Executed
DC | Pinellas | Allison Camp |  | Distribution |  | 10.6 | Solar | Residential | 12101 ORANGE BLOSSOM DR | Seminole | FL | 33772 | Approved | NM-FL Net Metering | FL | 2014-04-16 | Connected | Photovoltaic |  | 9.01 | South Coastal |  | 2014-09-10 |  |  | Executed
DC | Lake | Allison Rollins |  | Distribution |  | 6.16 | Solar | Residential | 158 BALMY COAST RD | Groveland | FL | 34736 | Approved | NM-FL Net Metering | FL | 2012-09-28 | Connected | Photovoltaic |  | 5.236 | South Central |  | 2014-09-10 |  |  | Executed
DC | Orange | Ann Koppelman | 120/240 | Distribution | Qty 28 (250 Watt) ET-M660250BB | 7 | Solar | Residential | 2308 Wabash Rd | Chapel Hill | NC | 27516 | Cancelled | NM-NC Net Metering | Carolinas |  | Cancelled | Photovoltaic |  | 7 | Northern | Single | 2012-11-01 |  | 2012-11-01 | Cancelled
DC | Pinellas | Allison Fernandez | 120/240 | Distribution | Qty 42 SW280W solar panels | 11.76 | Solar | Residential | 2812 Skimmer Point Dr S | St Petersburg | FL | 33707 | Approved | NM-FL Net Metering | FL | 2015-03-31 | Connected | Photovoltaic |  | 9.996 | South Coastal | Single | 2015-03-27 |  | 2015-03-27 | Executed
DC | Macon | William G. Hammond | 120/240 | Distribution |  | 3.15 | Solar | Residential | 715 Viewpoint Rd | Highlands | NC | 28741 | Approved | SCG-NC Small Customer Generator Rider | Carolinas | 2009-10-01 | Connected | Photovoltaic |  | 3 | Southern | Single | 2011-04-07 |  | 2009-04-16 | Executed
DC | Orange | Allison Vinueza | 120/240 | Distribution | Qty 20 Solarworld 270W Solar Panels | 5.4 | Solar | Residential | 3441 Meadow Breeze Loop | Ocoee | FL | 34761 | Approved | NM-FL Net Metering | FL | 2015-04-02 | Connected | Photovoltaic |  | 4.59 | South Central | Single | 2015-03-30 |  | 2015-03-30 | Executed
DC | Chatham | Altadore Investments LLC |  | Distribution |  | 96 | Solar | Non-Residential | 220 Lorax Lane | Pittsboro | NC | 27312 | Approved | NC NM-Net Metering for Renewable Energy Facilities | PEC Carolinas | 2012-03-23 | Connected | Photovoltaic |  | 77 | Unknown |  | 2015-01-02 |  |  | Executed
DC | Pinellas | Alva N Osburne | 120/240 | Distribution | Phono Solar | 1 | Solar | Residential | 2235 ANASTASIA WAY S | St. Petersburg | FL | 33712 | Approved | NM-FL Net Metering | FL | 2014-12-02 | Connected | Photovoltaic |  | 0.85 | South Coastal | Single | 2014-11-23 |  | 2014-11-23 | Executed
DC | FRANKLIN | Alvin Mitchell |  | Distribution |  | 9 | Solar | Residential | 1409 US HIGHWAY 98 | EASTPOINT | FL | 32328 | Approved | NM-FL Net Metering | FL | 2014-01-09 | Connected | Photovoltaic |  | 7.65 | North Coastal |  | 2014-09-10 |  |  | Executed
DC | New Hanover | Alvin Easton d/b/a Alvin Easton, Sole Proprietor |  | Distribution |  | 12 | Solar | Non-Residential | 2017 Carolina Beach Rd. | Wilmington | NC | 28401 | Approved | Negotiated (NC) | PEC Carolinas | 2012-09-11 | Connected | Photovoltaic |  | 9 | Unknown |  | 2014-10-21 |  | 2012-05-09 | Executed
DC | Forsyth | Ann Winters | 120/240 | Distribution | Qty 12 REC 260W Solar Panels | 3.12 | Solar | Residential | 804 Gales Ave | Winston Salem | NC | 27103 | Pending | NM-NC Net Metering | Carolinas |  | Pending | Photovoltaic |  | 3 | Northern | Single | 2015-04-07 |  | 2015-04-07 | Open
DC | Anderson | William G. Fisher | 120/240 | Distribution | 10 Mage PowerTec plus 250 | 2.38 | Solar | Residential | 519 Minor St. | Williamston | SC | 29697 | Approved | NM-SC Net Metering | Carolinas | 2013-10-28 | Connected | Photovoltaic |  | 2.38 | Southern | Single | 2013-10-14 | 2013-10-16 | 2013-10-14 | Executed
DC | Wayne | AM Best Farm, LLC |  | Distribution |  | 6240 | Solar | Non-Residential | 381 Fedelon Trail | Goldsboro | NC | 27530 | Approved | NC CSP27-Cogeneration and Small Power Producer-Sell All | PEC Carolinas | 2013-06-12 | Connected | Photovoltaic |  | 4975 | Unknown |  | 2014-10-21 |  | 2012-10-18 | Executed
DC | Vance | Anna Solar, LLC |  | Distribution | 22344 310W JA Solar JAP6-72-310 Panels | 6927 | Solar | Non-Residential | 1274 Cheeks Quarter Rd. | Henderson | NC | 27537 | On Hold |  | PEC Carolinas |  | Pending | Photovoltaic |  | 5001 | Northern |  | 2015-02-06 |  | 2015-02-06 | Open
DC | MONROE | Annamaria Mecca | 120/240 |  | six 280-W Grape Solar CSP solar modules | 1.68 | Solar | Residential | 918 University St E | Bloomington | IN | 47401 | Approved | Net Metering - Standard Contract Rider No. 57 | IN | 2010-05-18 | Superseded | Photovoltaic |  | 1.68 | Soutwest | Single |  |  |  | Superceded
DC | Morgan | Amanda Drexler | 120/240 | Distribution | twenty 270-W Suniva Optimus OPT270-60-4-1B0 solar panels | 5.4 | Solar | Residential | 2095 Deer Lake Dr | Martinsville | IN | 46151 | Approved | Net Metering - Standard Contract Rider No. 57 | IN | 2014-09-22 | Connected | Photovoltaic |  | 5 | Southern | Single | 2014-08-08 |  | 2014-08-08 | Executed
DC | Rowan | William G Davis | 120/240 | Distribution | 30 280W LG MonoX Solar Panels | 8.4 | Solar | Residential | 785 Cantiberry Dr | Salisbury | NC | 28146 | Approved | NM-NC Net Metering | Carolinas | 2015-03-02 | Connected | Photovoltaic |  | 7.68 | Central | Single | 2015-01-19 | 2015-02-27 | 2015-01-19 | Executed
DC | Polk | Anne Bain | 120/240 | Distribution | Twenty-Eight (247 Watt) Samsung LPC247SM | 6.92 | Solar | Residential | 1006 Morning Ride Drive | Columbus | NC | 28722 | Approved | NM-NC Net Metering | Carolinas | 2012-04-19 | Superseded | Photovoltaic |  | 6 | Southern | Single | 2012-03-30 |  | 2012-03-30 | Superceded
DC | Buncombe | Amanda Boren | 120/240 | Distribution | Qty 3 (260 Watt) Suniva OPT260-60-4-100 | 0.78 | Solar | Residential | 283 Bear Creek Rd | Asheville | NC | 28806 | Approved | NC NM-Net Metering for Renewable Energy Facilities | PEC Carolinas | 2013-10-15 | Connected | Photovoltaic |  | 0.78 | Western | Single | 2013-09-10 |  | 2013-09-10 | Executed
DC | New Hanover | Amanda Gettier | 120/240 | Distribution | QTY 17 Sun Power E-Series 327 Panels | 5.6 | Solar | Residential | 123 Island Bridge Way | Wilmington | NC | 28412 | Approved | NC NM-Net Metering for Renewable Energy Facilities | PEC Carolinas | 2014-09-08 | Connected | Photovoltaic |  | 7.22 | Eastern | Single | 2014-07-23 |  | 2014-07-23 | Executed
DC | Orange | Amanda Miller | 120/240 | Distribution | Qty 40 Canadian C6P-255Watts, solar panels | 10.2 | Solar | Residential | 36224 Bristol Cir | Grand Island | FL | 32735 | Approved | NM-FL Net Metering | FL | 2015-06-01 | Connected | Photovoltaic |  | 8.67 | North Central | Single | 2015-05-28 |  | 2015-05-28 | Executed
DC | LAKE | Amanda Miller |  | Distribution |  | 10 | Solar | Residential | 39410 ROSE ST | UMATILLA | FL | 32784 | Approved | NM-FL Net Metering | FL | 2014-04-03 | Connected | Photovoltaic |  | 8.5 | North Central |  | 2014-09-10 |  |  | Executed
DC | Buncombe | Amanda Williams | 120/240 | Distribution | QTY: 20 Kyocera KD250GX | 5 | Solar | Residential | 394 Old Haw Creek Rd. | Asheville | NC | 28805 | Pending | NM-NC Net Metering | PEC Carolinas | 2014-07-14 | Connected | Photovoltaic |  | 3.85 | Western | Single | 2014-04-22 |  | 2014-04-22 | Executed
DC | Seminole | Amar Kini | 120/240 | Distribution | Qty 28 Renogy/RNG-250p-Watts, solar panels | 7 | Solar | Residential | 124 Randon Ter, Manderley Subd | Lake Mary | FL | 32746 | Approved | NM-FL Net Metering | FL | 2015-04-20 | Connected | Photovoltaic |  | 5.95 | North Central | Single | 2015-04-14 |  | 2015-04-14 | Executed
DC | Knox | Amber Hart | 120/240 | Distribution | four 275-W SolarWorld Sunmodule Plus SW 275 solar panels | 1.1 | Solar | Residential | 120 W Waggoner St N | Sandborn | IN | 47578 | Approved | Net Metering - Standard Contract Rider No. 57 | IN | 2014-11-03 | Connected | Photovoltaic |  | 0.86 | Southern | Single | 2014-09-11 |  | 2014-09-11 | Executed
DC | Union | William Ferron | 120/240 | Distribution | Qty 12 GreenTriplex 250 | 3 | Solar | Residential | 4801 Lawyers Rd E | Wingate | NC | 28174 | Approved | NM-NC Net Metering | Carolinas | 2014-03-17 | Connected | Photovoltaic |  | 2.58 | Central | Single | 2013-12-20 | 2014-03-06 | 2013-12-20 | Executed
DC | Buncombe | American Folk Art Framing |  | Distribution | LG Electronics, MonoX 285, LG285N1C- Qty 44 | 12.76 | Solar | Non-Residential | Unknown | Asheville | NC | 28801 | Approved | NC NM-Net Metering for Renewable Energy Facilities | PEC Carolinas | 2014-02-05 | Connected | Photovoltaic |  | 11 | Western | Single | 2014-10-21 |  | 2013-10-07 | Executed
DC | Guilford | William F Stevens | 120/240 | Distribution | Qty 10 LG300N1C-G3 Solar Panels | 3 | Solar | Residential | 5109 W Wendover Ave | Jamestown | NC | 27282 | Approved | NM-NC Net Metering | Carolinas | 2015-02-05 | Connected | Photovoltaic |  | 2.4 | Northern | Single | 2015-01-05 | 2015-02-05 | 2015-01-05 | Executed
DC | Mecklenburg | William E. Wesse | 120/240 | Distribution |  | 2.41 | Solar | Residential | 2870 Bellasera Wy | Matthews | NC | 28105 | Approved | SCG-NC Small Customer Generator Rider | Carolinas | 2011-02-10 | Connected | Photovoltaic |  | 2.41 | Central | Single | 2011-04-07 |  | 2011-01-27 | Executed
DC | Orange | Amir Helmy |  | Distribution |  | 5.04 | Solar | Residential | 12455 WOODBURY COVE DR | ORLANDO | FL | 32828 | Approved | NM-FL Net Metering | FL | 2012-06-05 | Connected | Photovoltaic |  | 4.284 | North Central |  | 2014-09-10 |  |  | Executed
DC | Volusia | Amy Notte |  | Distribution |  | 4.9 | Solar | Residential | 205 DRUMMOND LN | Deland | FL | 32724 | Approved | NM-FL Net Metering | FL | 2011-09-29 | Connected | Photovoltaic |  | 4.165 | North Central |  | 2014-09-10 |  |  | Executed
DC | Seminole | Amy C. Abbatiello | 120/240 | Distribution |  | 6.24 | Solar | Residential | 4906 Blackburn Ct | Orlando | FL | 32826 | Approved | NM-FL Net Metering | FL | 2014-08-26 | Connected | Photovoltaic |  | 5.304 | North Central | Single | 2015-05-04 |  | 2015-05-04 | Executed
DC | Nash | Annette M Jones | 120/240 | Distribution | Qty 12 Suniva Optimus 270W panels | 3.24 | Solar | Residential | 5549 Taylors Gin Rd | Castalia | NC | 27816 | Pending | NC NM-Net Metering for Renewable Energy Facilities | PEC Carolinas |  | Pending | Photovoltaic |  | 3 | Northern | Single | 2015-05-04 |  | 2015-05-04 | Open
DC | Chatham | Amy R Skurnick | 120/240 | Distribution | Qty 8 (255 Watt) Suniva OPT255-60-4-1B0 | 2.04 | Solar | Residential | 726 Bynum Rd | Pittsboro | NC | 27312 | Pending | NC NM-Net Metering for Renewable Energy Facilities | PEC Carolinas | 2013-10-31 | Connected | Photovoltaic |  | 1.632 | Northern | Single | 2013-10-11 |  | 2013-10-11 | Executed
DC | Volusia | Ansel Bertram |  | Distribution |  | 3.17 | Solar | Residential | 201 DRUMMOND LN | Deland | FL | 32724 | Approved | NM-FL Net Metering | FL | 2009-06-11 | Cancelled | Photovoltaic |  | 2.695 | North Central |  | 2014-09-10 |  |  | Cancelled
DC | Anderson | William Dwight and Emily Green | 120/240 | Distribution | Qty 8 (225 Watt) SunPower 225 Solar Panel | 1.8 | Solar | Residential | 341 Old Brickyard Rd | Pelzer | SC | 29669 | Approved | NM-SC Net Metering | Carolinas | 2013-10-30 | Connected | Photovoltaic |  | 5.4 | Southern | Single | 2013-10-16 | 2013-10-30 | 2013-10-16 | Executed
DC | Orange | William D. Moore | 120/240 | Distribution |  | 5 | Solar | Residential | 213 Overlake Dr | Chapel Hill | NC | 27516 | Approved | PP-N NC - Non-Hydroelectric Qualifying Facilities | Carolinas | 2010-12-14 | Connected | Photovoltaic | Moore PV Installation | 5 | Northern | Single | 2011-04-07 |  | 2010-11-02 | Executed
DC | Hamilton | Amy Townsend - Small | 120/240 | Distribution | six 270-W Suniva OPT 270-60-4-1B0 solar panels | 1.62 | Solar | Residential | 2317 Muriel Ct | Cincinnati | OH | 45219 | Approved | Rider NM - Net Metering Rider - OH | OH/KY | 2014-10-28 | Connected | Photovoltaic |  | 1.25 | Central | Single | 2014-10-21 |  | 2014-10-21 | Executed
DC | Pinellas | Anastasia Knecht |  | Distribution |  | 3.06 | Solar | Residential | 1401 MEYER LN | TARPON SPRINGS | FL | 34688 | Approved | NM-FL Net Metering | FL | 2014-03-10 | Connected | Photovoltaic |  | 2.601 | South Coastal |  | 2014-09-10 |  |  | Executed
DC | Sampson | Anderson Solar, LLC |  | Distribution |  |  | Solar | Non-Residential | Dunn Road | Roseboro | NC | 28382 | Approved | NC CSP27-Cogeneration and Small Power Producer-Sell All | PEC Carolinas | 2014-10-28 | Connected | Photovoltaic |  | 1980 | Eastern | 3-phase | 2014-10-21 |  | 2013-02-20 | Executed
DC | CLERMONT | ANTHONY CUNNINGHAM | single |  | eighteen 175-W Suntech Black Label STP175S-24/Ab-1 solar panels | 3.15 | Solar | Residential | 2496 COUNTRY PLACE DR | NEW RICHMOND | OH | 45157 | Approved | Rider NM - Net Metering Rider - OH | OH/KY | 2010-01-08 | Connected | Photovoltaic |  | 3.15 | East | 120/240 |  |  |  | Executed
DC | Pinellas | Andre Cormier |  | Distribution |  | 5 | Solar | Residential | 3751 COQUINA KEY DR SE | ST. PETERSBURG | FL | 33705 | Approved | NM-FL Net Metering | FL | 2013-12-26 | Connected | Photovoltaic |  | 4.25 | South Coastal |  | 2014-09-10 |  |  | Executed
DC | Durham | Anthony G. Lau | 120/240 | Distribution | QTY: 9 SunPower SPR-X21-335 | 3.06 | Solar | Residential | 6 Tavern Pl | Durham | NC | 27707 | Approved | NM-NC Net Metering | Carolinas | 2014-01-08 | Superseded | Photovoltaic |  | 3 | Northern | Single | 2013-11-08 | 2014-01-06 | 2013-11-08 | Superceded
DC | Johnston | Andrea Fryar | 120/240 | Distribution | Qty 12 Sunmodule SW 280W Solar Panels | 3.36 | Solar | Residential | 211 Zeb ln | Benson | NC | 27504 | Approved | NM-NC Net Metering | PEC Carolinas | 2015-05-27 | Connected | Photovoltaic |  | 3 | Eastern | Single | 2015-05-06 |  | 2015-05-06 | Executed
DC | HIGHLANDS | Andrea Flowers |  | Distribution |  | 2.12 | Solar | Residential | 608 S YOUNG AVE | AVON PARK | FL | 33825 | Approved | NM-FL Net Metering | FL | 2014-04-01 | Connected | Photovoltaic |  | 1.802 | South Central |  | 2014-09-10 |  |  | Executed
DC | Volusia | Andrea Green |  | Distribution |  | 5.28 | Solar | Residential | 164 KETTERING RD | DELTONA | FL | 32725 | Approved | NM-FL Net Metering | FL | 2012-02-17 | Connected | Photovoltaic |  | 4.488 | North Central |  | 2014-09-10 |  |  | Executed
DC |  | William Calvin Lang | 120/240 | Distribution | QTY 10 Mage 250 Solar Modules | 2.5 | Solar | Residential | 316 Settlement Rd | Travelers Rest | SC | 29690 | Approved | NM-SC Net Metering | Carolinas | 2014-03-21 | Connected | Photovoltaic |  | 2.5 | Southern | Single | 2014-01-29 | 2014-03-12 | 2014-01-29 | Executed
DC | Gaston | Anthony Raspanti | 120/240 | Distribution | QTY 28 Canadian Solar 250 watts solar modules. | 7 | Solar | Residential | 721 Patrick Rd. | Gastonia | NC | 28056 | Pending | NM-NC Net Metering | Carolinas |  | Pending | Photovoltaic |  | 14 | Central | Single | 2014-10-17 | 2014-11-10 | 2014-10-17 | Open
DC | Orange | William Buynitzky | 120/240 | Distribution | Nine 225W Suniva Solar Modules | 2.3 | Solar | Residential | 3225 Twin Streams Rd | Chapel Hill | NC | 27516 | Approved | NM-NC Net Metering | Carolinas | 2013-02-18 | Connected | Photovoltaic |  | 2.3 | Northern | Single | 2012-12-04 | 2013-02-06 | 2012-12-04 | Executed
DC | Union | Anthony Stark | 120/240 | Distribution | QTY 6 MOTECH 250 IM 60+ SERIES MODULES | 1.5 | Solar | Residential | 2016 Clover Hill Rd | Indian Trail | NC | 28079 | Cancelled | NM-NC Net Metering | Carolinas |  | Cancelled | Photovoltaic |  | 1.5 | Central | Single | 2014-03-11 |  | 2014-03-11 | Cancelled
DC | Pinellas | Andrea Szmiga |  | Distribution |  | 5.1 | Solar | Residential | 4164 BOYD LN | PALM HARBOR | FL | 34685 | Approved | NM-FL Net Metering | FL | 2014-02-19 | Connected | Photovoltaic |  | 4.335 | South Coastal |  | 2014-09-10 |  |  | Executed
DC | Cleveland | William Bryon McMurry | 120/240 | Distribution |  | 3.84 | Solar | Residential | 127 Elam Rd | Lawndale | NC | 28090 | Approved | NM-NC Net Metering | Carolinas | 2010-11-16 | Connected | Photovoltaic |  | 2.5 | Central | Single | 2011-04-07 |  | 2010-09-13 | Executed
DC | Volusia | Andrew Paris |  | Distribution |  | 5.06 | Solar | Residential | 825 SYLVIA DR | Deltona | FL | 32725 | Approved | NM-FL Net Metering | FL | 2010-06-18 | Connected | Photovoltaic |  | 4.301 | North Central |  | 2014-09-10 |  |  | Executed
DC | Guilford | Willard K Bucklen | 120/240 | Distribution | Qty 21 (255 Watt) PV-MBA1BG255 | 5.36 | Solar | Residential | 3607 Timberoak DR | Greensboro | NC | 27410 | Approved | NM-NC Net Metering | Carolinas | 2012-12-11 | Connected | Photovoltaic |  | 4.52 | Northern | Single | 2012-11-01 | 2012-12-05 | 2012-11-01 | Executed
DC | Marion | Andrew Alfrey |  | Distribution |  | 4.54 | Solar | Residential | 1355 SE 65TH CIR OCALA FL 34472 | Ocala | FL | 34472 | Approved | NM-FL Net Metering | FL | 2012-12-19 | Connected | Photovoltaic |  | 3.859 | North Coastal |  | 2014-09-10 |  |  | Executed
DC | Orange | Andrew Haw |  | Distribution |  | 9.94 | Solar | Residential | 213 ROYAL LIVERPOOL LN | Orlando | FL | 32828 | Approved | NM-FL Net Metering | FL | 2012-12-13 | Connected | Photovoltaic |  | 8.449 | North Central |  | 2014-09-10 |  |  | Executed
DC | Wake | Anu Sundar dba Sangam Mart |  | Distribution | Qty 70 (280 Watt) SolarWorld SW280 Mono Solar Panels | 19.6 | Solar | Non-Residential | 10300 Chapel Hill Rd #00/7000 | Moorisville | NC | 27560 | Pending | NC NM-Net Metering for Renewable Energy Facilities | PEC Carolinas |  | Pending | Photovoltaic |  | 15.09 | Northern | 3-phase | 2015-04-28 |  | 2015-04-14 | Open
DC | Wilkes | Wilkes Income Tax Service | 120/240 | Distribution | 20 Suntech STP 240-20/Wide Modules | 4.8 | Solar | Non-Residential | 1513 River St | Wilkesboro | NC | 28697 | Approved | NM-NC Net Metering | Carolinas | 2013-10-01 | Connected | Photovoltaic |  | 4.8 | Central | Single | 2013-08-13 | 2013-09-24 | 2013-08-13 | Executed
DC | Haywood | Aparna Keshaviah and Casey Brown |  |  |  | 9 | Solar | Residential | 89 Claude Brown Dr | Clyde | NC | 28721 | Approved | NC NM-Net Metering for Renewable Energy Facilities | PEC Carolinas | 2014-01-31 | Connected | Photovoltaic |  | 9 | Western |  | 2013-11-13 |  | 2013-11-13 | Executed
AC | Catabwa | Apple Inc | 480Y/277 | Distribution |  | 1400 | Landfill Gas | Non-Residential | 3900 Rocky Ford Rd | Newton | NC | 28658 | Pending | PP-N NC - Non-Hydroelectric Qualifying Facilities | Carolinas |  | Pending IA | Fuel Cell |  | 1400 | Central | 3-phase | 2014-08-01 |  | 2014-08-01 | Open
DC | Greenville | Whitney E. Blake | 120/240 | Distribution |  | 2.1 | Solar | Residential | 126 Lanier Dr | Landrum | SC | 29356 | Approved | NM-SC Net Metering | Carolinas | 2008-10-03 | Connected | Photovoltaic |  | 2.1 | Southern | Single | 2011-04-07 |  | 2008-07-29 | Executed
DC | Gaston | Advantage Investment Group, LLC - NM | 44 KV | Transmission |  | 640 | Hydroelectric | Non-Residential | Spencer Mountain Hydro | Gastonia | NC | 28054 | Approved | PP-H NC - Hydroelectric Qualifying Facilities | Carolinas | 1996-12-04 | Connected | Other | Spencer Mountain Hydroelectric Facility | 640 | Central | 3-phase |  |  |  | Executed
AC | Laurens | Aquenergy Systems, LLC - Ware Shoals | 2,400 Delta | Transmission |  | 6300 | Hydroelectric | Non-Residential | 1987 Power House Rd | Ware Shoals | SC | 29692 | Approved | PP-SC Purchased Power | Carolinas | 1997-12-09 | Connected | Other | Ware Shoals Hydro Facility | 6300 | Southern | 3-phase |  |  |  | Executed
AC | Catawba | Apple Inc | 12,470Y/7,200 | Transmission | Twenty-Four 200 kW Bloom Energy Corp ES-5700 Fuel Cell | 4800 | Biogas | Non-Residential | 5977 Startown Road | Maiden | NC | 28650 | Approved | PP-N NC - Non-Hydroelectric Qualifying Facilities | Carolinas | 2012-09-24 | Superseded | Fuel Cell | Apple Fuel Cell Installation | 4800 | Central | 3-phase | 2012-04-02 | 2012-10-12 | 2012-04-02 | Superceded
AC | Polk | Northbrook Carolina Hydro LLC - Mill Springs - Hydro - NM | 2,300 Delta | Transmission |  | 5500 | Hydroelectric | Non-Residential | Turner Shoals Hydro | Mill Springs | NC | 28756 | Approved | PP-H NC - Hydroelectric Qualifying Facilities | Carolinas | 1996-12-04 | Connected | Other | Turner Shoals Hydroelectric Facility | 5500 | Southern | 3-phase |  |  |  | Executed
DC | Transylvania | White Squirrel Car Wash, LLC | 208Y/120 | Distribution |  | 0.71 | Solar | Non-Residential | 438 Asheville HWY | Brevard | NC | 28712 | Approved | NM-NC Net Metering | Carolinas | 2011-10-21 | Connected | Photovoltaic |  | 0.65 | Southern | 3-phase | 2011-10-11 |  | 2011-10-11 | Executed
DC | LAKE | Andrew Findley |  | Distribution |  | 2.5 | Solar | Residential | 4645 CLAIRE ROSE CT | MOUNT DORA | FL | 32757 | Approved | NM-FL Net Metering | FL | 2014-07-09 | Connected | Photovoltaic |  | 2.125 | North Central |  | 2014-09-10 |  |  | Executed
DC | Lake | Andrew Ushko |  | Distribution |  | 5.06 | Solar | Residential | 3561 LAKESHORE DR | MOUNT DORA | FL | 32757 | Approved | NM-FL Net Metering | FL | 2011-07-21 | Connected | Photovoltaic |  | 4.301 | North Central |  | 2014-09-10 |  |  | Executed
AC | Anderson | Northbrook Carolina Hydro, LLC - Belton - NM | 208Y/120 | Transmission |  | 3500 | Hydroelectric | Non-Residential | Hollidays Bridge Hydro | Belton | SC | 29627 | Approved | PP-SC Purchased Power | Carolinas | 1996-12-04 | Connected | Other | Holliday's Bridge Hydroelectric Facility | 3500 | Southern | 3-phase |  |  |  | Executed
DC | Pinellas | Andrew Karpinski |  | Distribution |  | 2 | Solar | Residential | 1715 MANCHESTER DR | Clearwater | FL | 33756 | Approved | NM-FL Net Metering | FL | 2010-02-03 | Connected | Photovoltaic |  | 1.7 | South Coastal |  | 2014-09-10 |  |  | Executed
DC | Polk | White Oak of Saluda, LLC - NM | 120/240 | Distribution |  | 5.16 | Solar | Non-Residential | 224 North Main St | Saluda | NC | 28773 | Approved | PP-N NC - Non-Hydroelectric Qualifying Facilities | Carolinas | 2010-07-02 | Connected | Photovoltaic | White Oak PV Installation | 5 | Southern | Single | 2011-04-07 |  | 2010-03-04 | Executed
DC | Orange | White Cross Farm, LLC | 12,470Y/7,200 | Distribution | 4,284 240w Canadian Solar & 19,964 250w Canadian Solar | 6019 | Solar | Non-Residential | 2159 White Cross Road | Chapel Hill | NC | 27516 | Approved | PP-N NC - Non-Hydroelectric Qualifying Facilities | Carolinas | 2013-09-18 | Connected | Photovoltaic | White Cross Farm PV Installation | 5000 | Northern | 3-phase | 2012-02-13 | 2013-10-08 | 2012-02-13 | Executed
DC | Orange | Andrew J. Davis | 120/240 | Distribution | Qty 14 SW285W solar panels | 3.99 | Solar | Residential | 524 Tupelo Cir | Davenport | FL | 33897 | Approved | NM-FL Net Metering | FL | 2015-03-30 | Connected | Photovoltaic |  | 3.39 | South Central | Single | 2015-03-20 |  | 2015-03-20 | Executed
DC | Pinellas | Andrew Gellady |  | Distribution |  | 5.12 | Solar | Residential | 2901 PINE HILL RD | Palm Harbor | FL | 34683 | Approved | NM-FL Net Metering | FL | 2010-04-27 | Connected | Photovoltaic |  | 4.352 | South Coastal |  | 2014-09-10 |  |  | Executed
DC | Chatham | Arborgate Farm LLC |  | Distribution | Qty 22,496 BYD 300W modules | 6748.8 | Solar | Non-Residential | 268 Dee Farrell Rd | Pittsboro | NC | 27312 | Pending |  | PEC Carolinas |  | Pending | Photovoltaic |  | 4800 | Unknown | 3-phase | 2014-12-22 |  | 2014-12-22 | Open
DC | Spartanburg | Westgate Family PHYS | 120/240 | Distribution | QTY 144 Sunmodule 280 Modules | 40.32 | Solar | Non-Residential | 105 Powell Mill Rd | Spartanburg | SC | 29301 | Approved | NM-SC Net Metering | Carolinas | 2015-01-15 | Connected | Photovoltaic |  | 36 | Southern | 3-phase | 2014-11-11 | 2015-01-12 | 2014-11-11 | Executed
DC | Pinellas | Andrew Martyn |  | Distribution |  | 4.95 | Solar | Residential | 182 BATH CLUB BLVD N | St Petersburg | FL | 33708 | Approved | NM-FL Net Metering | FL | 2011-04-11 | Connected | Photovoltaic |  | 4.208 | South Coastal |  | 2014-09-10 |  |  | Executed
DC | Rowan | West Salisbury Farm, LLC | 12,470Y/7,200 | Distribution | Qty 21660 Canadian Solar CS6X 300P | 6498 | Solar | Non-Residential | 2080 Mooresville Rd | Salisbury | NC | 28147 | Approved | PP-N NC - Non-Hydroelectric Qualifying Facilities | Carolinas |  | Under Construction | Photovoltaic |  | 4998 | Central | 3-phase | 2013-09-27 |  | 2013-09-27 | Open
DC | Rutherford | Wesley Denney | 120/240 | Distribution | Qty10 LG 265W Solar Panles | 2.65 | Solar | Residential | 482 Campfield Church Rd | Ellenboro | NC | 28040 | Approved | NM-NC Net Metering | Carolinas | 2014-06-20 | Connected | Photovoltaic |  | 2.65 | Central | Single | 2014-06-13 | 2014-06-17 | 2014-06-13 | Executed
DC | Pinellas | Andrew Rasmussen | 120/240 | Distribution | Phono Solar | 1 | Solar | Residential | 2626 34TH AVE N | St. Petersburg | FL | 33713 | Approved | NM-FL Net Metering | FL | 2014-11-06 | Connected | Photovoltaic |  | 0.85 | South Coastal | Single | 2014-11-04 |  | 2014-11-04 | Executed
DC | Wake | Andrew Smart | 120/240 | Distribution |  | 6.25 | Solar | Residential | 3625 Country Cove Lane | Raleigh | NC | 27606 | Approved | NC NM-Net Metering for Renewable Energy Facilities | PEC Carolinas | 2012-04-30 | Connected | Photovoltaic |  | 5 | Northern | Single | 2012-10-18 |  |  | Executed
DC |  | Andrew Szabo | 120/240 | Distribution | twelve 230-W Sharp ND-230QCJ solar modules | 2.76 | Solar | Residential | 4431 Grove Ave. | Cincinnati | OH | 45211 | Approved | Rider NM - Net Metering Rider - OH | OH/KY | 2012-10-24 | Connected | Photovoltaic |  | 2.76 | Central | Single | 2012-10-08 |  | 2012-10-08 | Executed
DC | Montgomery | Andrew Zilch | 120/240 | Distribution | thirty-two 280-W SolarWorld Sunmodule SW 280 solar panels | 8.96 | Solar | Residential | 7865 Jolain Dr | Cincinnati | OH | 45242 | Approved | Rider NM - Net Metering Rider - OH | OH/KY | 2014-08-13 | Connected | Photovoltaic |  | 7.68 | North | Single | 2014-08-08 |  | 2014-08-08 | Executed
DC | Henderson | Wesley Colby | 120/240 | Distribution | QTY: 12 Solar World 270 | 3.24 | Solar | Residential | 13 Ben Hogan Dr. | Hendersonville | NC | 28739 | Approved | NM-NC Net Metering | Carolinas | 2013-12-13 | Connected | Photovoltaic |  | 2.58 | Southern | Single | 2013-11-27 | 2013-12-12 | 2013-11-27 | Executed
DC |  | Ariel Solar, LLC |  | Distribution | 21,660 Canadian CS6X-300P Solar Modules | 6498 | Solar | Non-Residential | Bloomsbury Rd | Manson | NC | 27533 | On Hold |  | PEC Carolinas |  | Pending | Photovoltaic |  | 4800 | Northern |  | 2015-03-31 |  | 2015-03-31 | Open
DC | Orange | Andrey Vitanov |  | Distribution |  | 4.92 | Solar | Residential | 7718 LAKESIDE WOODS DR | Orlando | FL | 32810 | Approved | NM-FL Net Metering | FL | 2011-06-16 | Connected | Photovoltaic |  | 4.182 | North Central |  | 2014-09-10 |  |  | Executed
DC | PASCO | Andy Arbuckle |  | Distribution |  | 10.7 | Solar | Residential | 4336 SEA GULL DR | NEW PORT RICHEY | FL | 34652 | Approved | NM-FL Net Metering | FL | 2014-01-24 | Connected | Photovoltaic |  | 9.095 | South Coastal |  | 2014-09-10 |  |  | Executed
DC | Mecklenburg | Wesley B. Williams | 120/240 | Distribution | Qty 27 Aleo 260W PV Modules | 7.02 | Solar | Residential | 7340 Lee Rea Rd. | Charlotte | NC | 28226 | Approved | NM-NC Net Metering | Carolinas | 2013-12-30 | Connected | Photovoltaic |  | 6 | Central | Single | 2013-10-14 | 2013-12-26 | 2013-10-14 | Executed
DC | Spartanburg | Werner A Neumann | 120/240 | Distribution | SunPower SPR-327NE-WHT-D | 5.23 | Solar | Residential | 105 Charlestown Court | Moore | SC | 29369 | Approved | NM-SC Net Metering | Carolinas | 2013-08-05 | Connected | Photovoltaic |  | 5.232 | Southern | Single | 2013-06-19 | 2013-08-02 | 2013-06-19 | Executed
DC | Warren | Andy Stewart | 120/240 | Distribution | 30 Westinghouse 235W Solar Panels | 7.05 | Solar | Residential | 9359 Vaughn Ln | Franklin | OH | 45005 | Approved | Rider NM - Net Metering Rider - OH | OH/KY | 2012-02-23 | Connected | Photovoltaic |  | 5.7 | South | Single | 2012-02-10 |  | 2012-02-10 | Executed
DC | Vigo | Andy W Hughes | 120/240 | Distribution | forty-eight 250-W Sharp ND-250QCS solar panels | 12 | Solar | Residential | 8547 Trueblood Pl S | Terre Haute | IN | 47802 | Approved | Net Metering - Standard Contract Rider No. 57 | IN | 2013-10-07 | Connected | Photovoltaic |  | 10.32 | Southern | Single | 2013-07-31 |  | 2013-07-31 | Executed
DC | Volusia | Angel Quiles |  | Distribution |  | 3.17 | Solar | Residential | 1387 BRAYFORD PT | Deland | FL | 32724 | Approved | NM-FL Net Metering | FL | 2010-01-06 | Connected | Photovoltaic |  | 2.695 | North Central |  | 2014-09-10 |  |  | Executed
DC | Seminole | Angela Reim |  | Distribution |  | 10 | Solar | Residential | 105 MICHAEL DR | OVIEDO | FL | 32765 | Approved | NM-FL Net Metering | FL | 2009-09-02 | Connected | Photovoltaic |  | 8.5 | North Central |  | 2014-09-10 |  |  | Executed
DC | Chatham | Arthur Daniel Zuco | 120/240 |  |  | 2.6 | Solar | Residential | 130 Cole Drive | Chapel Hill | NC | 27517 | Approved | NC CSP-Cogeneration and Small Power Producer-Sell All | PEC Carolinas | 2010-02-09 | Connected | Photovoltaic |  | 2.08 | Northern | Single | 2012-10-18 |  |  | Executed
DC | Montgomery | Angela B Bernard | 120/240 | Distribution | Qty 14: 215 SunPower Solar Panels | 3.01 | Solar | Residential | 182 E College St | Star | NC | 27356 | Approved | NM-NC Net Metering | PEC Carolinas | 2015-01-28 | Connected | Photovoltaic |  | 2.3 | Southern | Single | 2014-12-30 |  | 2014-12-30 | Executed
DC |  | Angela Gammon | 120/240 | Distribution | thirty-three 240-W SolarWorld Sunmodule solar panels | 7.92 | Solar | Residential | 456 Windfern Lane | Cincinnati | OH | 45244 | Approved | Rider NM - Net Metering Rider - OH | OH/KY | 2011-05-10 | Connected | Photovoltaic |  | 6.46 | South | Single | 2011-05-04 |  | 2011-05-04 | Executed
DC | Monroe | Arthur J Woodruff | 120/240 | Distribution | 12 (230 Watt) Sharp Solar Panels | 2.76 | Solar | Residential | 7870 Zikes Road | Bloomington | IN | 47401 | Approved | Net Metering - Standard Contract Rider No. 57 | IN | 2010-03-11 | Superseded | Photovoltaic |  | 2.76 | Soutwest | Single |  |  |  | Superceded
DC | Pinellas | Angela Manning |  | Distribution |  | 5.28 | Solar | Residential | 1816 UNION ST | Clearwater | FL | 33763 | Approved | NM-FL Net Metering | FL | 2010-10-22 | Connected | Photovoltaic |  | 4.488 | South Coastal |  | 2014-09-10 |  |  | Executed
DC | Pinellas | Angela Stearns | 120/240 | Distribution | Qty 40 SW250 Solar Panels | 10 | Solar | Residential | 1870 Allendale Dr. | Clearwater | FL | 33760 | Approved | NM-FL Net Metering | FL | 2015-03-18 | Connected | Photovoltaic |  | 8.5 | South Coastal | Single | 2015-03-12 |  | 2015-03-12 | Executed
DC | Pinellas | Angelika Hodiamont |  | Distribution |  | 5.06 | Solar | Residential | 1988 BEE POND RD | Palm Harbor | FL | 34683 | Approved | NM-FL Net Metering | FL | 2010-07-28 | Connected | Photovoltaic |  | 4.301 | South Coastal |  | 2014-09-10 |  |  | Executed
DC | Orange | Angelo Gonzalez | 120/240 | Distribution | Qty 40 SW250W Solar Panels | 10 | Solar | Residential | 12912 Los Alamitos Ct | Orlando | FL | 32837 | Approved | NM-FL Net Metering | FL | 2015-04-09 | Connected | Photovoltaic |  | 8.5 | South Central | Single | 2015-04-07 |  | 2015-04-07 | Executed
DC | Guilford | Wendy Hamblet | 120/240 | Distribution | 6 Mage Solar 240/6PL US AC | 1.47 | Solar | Residential | 6940 McLeansville Rd. | McLeansville | NC | 27301 | Approved | NM-NC Net Metering | Carolinas | 2013-07-30 | Connected | Photovoltaic |  | 1.44 | Northern | Single | 2013-05-23 | 2013-07-29 | 2013-05-23 | Executed
DC | Columbus | Arthur Solar, LLC |  | Distribution | Qty 45,900 305W CSUN 305-72P Solar Panels | 13999.5 | Solar | Non-Residential | 15419 US-701 | Tabor City | NC | 28463 | Pending |  | PEC Carolinas |  | Pending | Photovoltaic |  | 9996 | Unknown | 3-phase | 2015-04-20 |  | 2015-04-20 | Open
DC | Buncombe | Angelyn Whitmeyer |  | Distribution |  | 3 | Solar | Residential | 34 Singletree Gap Road | Leicester | NC | 28748 | Approved | NC NM-Net Metering for Renewable Energy Facilities | PEC Carolinas | 2012-12-05 | Connected | Photovoltaic |  | 2.4 | Western | Single | 2012-12-27 |  |  | Executed
DC | Harnett | Angier Farm, LLC |  | Distribution |  | 5679 | Solar | Non-Residential | 601 Rawls Church Road | Angier | NC | 27501 | Approved | NC CSP27-Cogeneration and Small Power Producer-Sell All | PEC Carolinas | 2013-12-18 | Connected | Photovoltaic |  | 4400 | Northern | 3-phase | 2014-10-21 |  | 2013-02-07 | Executed
DC | ORANGE | Anisha Thomas |  | Distribution |  | 7.14 | Solar | Residential | 1024 CHATHAM BREAK STREET | ORLANDO | FL | 32828 | Approved | NM-FL Net Metering | FL | 2013-11-24 | Connected | Photovoltaic |  | 6.069 | North Central |  | 2014-09-10 |  |  | Executed
DC | POLK | Anita Sridharan |  | Distribution |  | 2 | Solar | Residential | 341 NAVARRA LN | DAVENPORT | FL | 33836 | Approved | NM-FL Net Metering | FL | 2014-05-06 | Connected | Photovoltaic |  | 1.7 | South Central |  | 2014-09-10 |  |  | Executed
DC | Henderson | Asheville Alternative Energy, LLC |  | Distribution | Qty 144 SolarWorld Sunmodule SW 280W Mono Solar Panels | 40.32 | Solar | Non-Residential | 383 Emmas Grove Rd | Fletcher | NC | 28732 | Pending |  | PEC Carolinas |  | Pending | Photovoltaic |  | 40 | Unknown | 3-phase | 2015-05-13 |  | 2015-05-13 | Open
DC | Buncombe | Asheville City Schools |  |  |  | 6.25 | Solar | Non-Residential | 419 McDowell Street | Asheville | NC | 28801 | Approved | NC NM-Net Metering for Renewable Energy Facilities | PEC Carolinas | 2012-09-19 | Connected | Photovoltaic |  | 5 | Northern |  | 2012-10-18 |  |  | Executed
DC | Buncombe | Asheville Contracting Inc. |  | Distribution | SW 250, Qty- 80 | 25 | Solar | Non-Residential | Unknown | Candler | NC | 28715 | Approved |  | PEC Carolinas |  | Pending IA | Photovoltaic |  | 20 | Western |  | 2014-10-21 |  | 2013-11-27 | Open
DC | Wilkes | Wendy Ann Braat | 120/240 | Distribution |  | 2.85 | Solar | Residential | 253 North Star Dr | Moravian Falls | NC | 28654 | Approved | SCG-NC Small Customer Generator Rider | Carolinas | 2009-01-26 | Connected | Photovoltaic |  | 2.85 | Northern | Single | 2011-04-07 |  | 2009-01-16 | Executed
DC | Wake | Ankur Prakash | 120/240 | Distribution | QTY 27 Sun Power 335 Solar Panels | 9.05 | Solar | Residential | 5040 neiman CV | Raleigh | NC | 27612 | Approved | NC NM-Net Metering for Renewable Energy Facilities | PEC Carolinas | 2014-04-02 | Connected | Photovoltaic |  | 5 | Northern | Single | 2014-01-27 |  | 2014-01-27 | Executed
DC | LAKE | Ann Van-Landingham |  | Distribution |  | 5.16 | Solar | Residential | 15816 MULLINS BLVD | UMATILLA | FL | 32784 | Approved | NM-FL Net Metering | FL | 2013-08-08 | Connected | Photovoltaic |  | 4.386 | North Central |  | 2014-09-10 |  |  | Executed
DC | Wake | Ann Burts | 120/240 | Distribution | 15 190W Suntech Panels | 2.85 | Solar | Residential | 8804 Broadmore Court | Raleigh | NC | 27613 | Approved | NM-NC Net Metering | PEC Carolinas | 2013-06-28 | Connected | Photovoltaic |  | 2.28 | Northern | Single | 2013-04-19 |  | 2013-04-19 | Executed
DC | PASCO | Ann Wittenburg |  | Distribution |  | 4.3 | Solar | Residential | 4038 RUDDER WAY | NEW PORT RICHEY | FL | 34652 | Approved | NM-FL Net Metering | FL | 2014-05-05 | Connected | Photovoltaic |  | 3.655 | South Coastal |  | 2014-09-10 |  |  | Executed
DC | CAMPBELL | ASHLI T SLAWTER | 120/240 |  | Twelve 210-W solar panels | 2.52 | Solar | Residential | 180 BURNET RIDGE | FORT THOMAS | KY | 41075 | Approved | Rider NM - Net Metering Rider - KY | OH/KY | 2011-03-31 | Connected | Photovoltaic |  | 2.5 | North | Single |  |  |  | Executed
DC | Lake | Ann E Wright | 120/240 | Distribution | Trilogy Orlando - Lot 2173 | 8.25 | Solar | Residential | 304 Salt Marsh Ln, Solar Pwr | Groveland | FL | 34736 | Approved | NM-FL Net Metering | FL | 2014-10-06 | Connected | Photovoltaic |  | 7.012 | South Central | Single | 2014-09-26 |  | 2014-09-26 | Executed
DC | Lincolnton | Weldon Michael | 120/240 | Distribution | Qty 16 LG 275 W Solar Panels | 4.4 | Solar | Residential | 2924 Harmon Rd | Lincolton | NC | 28092 | Approved | NM-NC Net Metering | Carolinas | 2014-09-24 | Connected | Photovoltaic |  | 4.4 | Central | Single | 2014-07-17 | 2014-09-22 | 2014-07-17 | Executed
DC | Graham | Wehrloom LLC | 120/240 | Distribution | Qty 36 (275 Watt) SolarWorld SW275 Panels | 9.9 | Solar | Non-Residential | 257 Willie Colvin Rd | Robbinsville | NC | 28771 | Approved | NM-NC Net Metering | Carolinas | 2014-12-18 | Connected | Photovoltaic |  | 7.62 | Southern | Single | 2014-09-25 | 2014-12-12 | 2014-09-25 | Executed
DC | Duplin | Aspen Solar, LLC |  | Distribution |  |  | Solar | Non-Residential | Unknown | Rose Hill | NC | 28458 | Approved |  | PEC Carolinas |  | Under Construction | Photovoltaic |  | 5000 | Unknown |  | 2014-10-21 |  | 2014-03-20 | Open
DC | Duplin | Atkinson Farm, LLC |  | Distribution |  |  | Solar | Non-Residential | Unknown | Beulaville | NC | 28518 | Approved |  | PEC Carolinas |  | Pending | Photovoltaic |  | 4998 | Unknown |  | 2014-10-21 |  | 2014-04-16 | Open
DC | Columbus | Atlantic Corp of Wilm. Inc. |  | Distribution |  |  | Solar | Non-Residential | 107 East 5th Street | Tabor City | NC | 28463 | Approved |  | PEC Carolinas |  | Pending IA | Photovoltaic |  | 250 | Unknown |  | 2014-10-21 |  | 2012-06-27 | Open
DC | Columbus | Atlantic Corporation of Wilmington, Inc |  | Distribution | 1050 Trina Solar 240watt (TSM-PAO5) | 252 | Solar | Non-Residential | 1107 E 5th St | Tabor City | NC | 28463 | Pending | NC CSP-Cogeneration and Small Power Producer-Sell All | PEC Carolinas |  | Pending IA | Photovoltaic |  | 250 | Northern |  | 2012-10-04 |  |  | Open
DC | Pinellas | Ann Mansfel | 120/240 | Distribution | Qty4 Q Pro-G3/250 Solar Panels | 4 | Solar | Residential | 1830 Druid Rd E | Clearwater | FL | 33764 | Approved | NM-FL Net Metering | FL | 2015-02-04 | Connected | Photovoltaic |  | 0.85 | South Coastal | Single | 2015-02-03 |  | 2015-02-03 | Executed
DC | Hanover | Atlantic Shores Dist. |  | Distribution |  |  | Solar | Non-Residential | Unknown | Wilmington | NC | 28405 | Approved |  | PEC Carolinas |  | Pending IA | Photovoltaic |  | 50 | Unknown |  | 2014-10-21 |  | 2012-10-08 | Open
DC |  | Atlantic Solar, LLC |  | Distribution |  |  | Solar | Non-Residential | 1867 Firetower Rd | Selma | NC | 0 | Cancelled |  | PEC Carolinas |  | Cancelled | Photovoltaic |  | 5000 | Unknown |  | 2014-10-21 |  | 2013-04-12 | Cancelled
DC | Harnett | Ann P Jones | 120/240 | Distribution | qty 16 270w Suniva PV modules | 4.32 | Solar | Residential | 751 Oak Valley Farm Road | Coats | NC | 27521 | Approved | NC NM-Net Metering for Renewable Energy Facilities | PEC Carolinas | 2015-04-14 | Connected | Photovoltaic |  | 3.84 | Eastern | Single | 2015-02-12 |  | 2015-02-12 | Executed
DC | Davie | Wayne Webb | 120/240 | Distribution |  | 0.7 | Solar | Residential | 1848 NC Highway 801 N | Mocksville | NC | 27028 | Approved | NM-NC Net Metering | Carolinas | 2011-09-30 | Connected | Photovoltaic |  | 0.7 | Northern | Single | 2011-07-15 |  | 2011-07-15 | Executed
DC | Monroe | Ann R. Kreilkamp | 120/240 | Distribution | QTY: 16 Sunmodule SW270 | 4.32 | Solar | Residential | 2601 Dekist St. E | Bloomington | IN | 47408 | Approved | Net Metering - Standard Contract Rider No. 57 | IN | 2014-01-13 | Connected | Photovoltaic |  | 4 | Northern | Single | 2013-11-18 |  | 2013-11-18 | Executed
DC | Orange | Wayne Ohlrich | 120/240 | Distribution | Qty 16 250W Canadian Solar Panels | 4 | Solar | Residential | 106 Woods Walk Ct | Carrboro | NC | 27510 | Approved | NM-NC Net Metering | Carolinas | 2014-08-13 | Connected | Photovoltaic |  | 5.194 | Northern | Single | 2014-07-23 | 2014-08-08 | 2014-07-23 | Executed
DC | Monroe | Ann R. Kreilkamp | 120/240 | Distribution | QTY: 16 Sunmodule SW270 | 4.23 | Solar | Residential | 134 Overhill Dr. N | Bloomington | IN | 47408 | Approved | Net Metering - Standard Contract Rider No. 57 | IN | 2014-01-13 | Connected | Photovoltaic |  | 4 | Northern | Single | 2013-11-18 |  | 2013-11-18 | Executed
DC | Pasco | Ann W Crews | 120/240 | Distribution |  | 2 | Solar | Residential | 21143 PRESERVATION DR | Land O Lakes | FL | 34638 | Approved | NM-FL Net Metering | FL | 2014-12-31 | Connected | Photovoltaic |  | 1.7 | South Coastal | Single | 2014-12-29 |  | 2014-12-29 | Executed
DC | Wilkes | Wayne Brooks | 120/240 | Distribution | Qty 12 LG 275 W Solar Panels | 3.3 | Solar | Residential | 1930 Old Highway 60 | Elkin | NC | 28670 | Approved | NM-NC Net Metering | Carolinas | 2014-10-22 | Connected | Photovoltaic |  | 3 | Northern | Single | 2014-09-09 | 2014-09-19 | 2014-09-09 | Executed
DC | Orange | Austin Bernard Daniels |  | Distribution |  | 5.28 | Solar | Residential | 4108 Fallwood Cir | Orlando | FL | 32812 | Approved | NM-FL Net Metering | FL | 2012-02-03 | Cancelled | Photovoltaic |  | 4.488 | South Central |  | 2014-09-10 |  |  | Cancelled
DC | Guilford | Warren Sweeney | 120/240 | Distribution | 16 Suniva OPT 270-60-4-1B0 270W Panels | 4.32 | Solar | Residential | 5000 Stonegate Ct | Greensboro | NC | 27406 | Approved | NM-NC Net Metering | Carolinas | 2014-12-09 | Connected | Photovoltaic |  | 4 | Northern | Single | 2014-11-10 | 2014-12-08 | 2014-11-10 | Executed
DC | Catawba | Austin Solar, LLC |  | Distribution | 8712 Trina TSM-285 PA14 PV module | 2482.92 | Solar | Non-Residential | 2807 Mount Ruhama Church Rd | Maiden | NC | 28650 | Cancelled | PP-N NC - Non-Hydroelectric Qualifying Facilities | Carolinas |  | Cancelled | Photovoltaic |  | 2000 | Central | 3-phase | 2013-03-18 |  | 2013-03-18 | Cancelled
DC | Greenville | Warren S Jensen | 120/240 | Distribution | Qty 16 (250 Watt) REC 250 PE Black Solar Panels | 4 | Solar | Residential | 322 Lake Rd | Landrum | SC | 29356 | Approved | NM-SC Net Metering | Carolinas | 2013-01-10 | Connected | Photovoltaic |  | 4 | Southern | Single | 2013-01-03 | 2013-01-09 | 2013-01-03 | Executed
DC |  | Annamaria Mecca | 120/240 | Distribution | six 280-W Grape Solar CSP solar modules | 1.68 | Solar | Residential | 918 University St E | Bloomington | IN | 47401 | Approved | Net Metering - Standard Contract Rider No. 57 | IN | 2010-05-18 | Connected | Photovoltaic |  | 1.68 | Southern | Single | 2012-05-16 |  | 2012-05-16 | Executed
DC | Lincoln | Ava White | 120/240 | Distribution | Qty 6 Renesola 250W Solar Panels | 1.5 | Solar | Residential | 1233 Reepsville Rd | Lincolnton | NC | 28092 | Cancelled | NM-NC Net Metering | Carolinas |  | Cancelled | Photovoltaic |  | 1.29 | Central | Single | 2015-03-24 |  | 2015-03-24 | Cancelled
DC | Greenville | Ward L. Johnson | 120/240 | Distribution |  | 6.3 | Solar | Residential | 100 Gerald Dr | Simpsonville | SC | 29681 | Approved | NM-SC Net Metering | Carolinas | 2009-12-09 | Connected | Photovoltaic |  | 6 | Southern | Single | 2011-04-07 |  | 2009-10-22 | Executed
DC | Rutherford | Rutherford Farm, LLC | 100 KV | Transmission |  | 79200 | Solar | Non-Residential | 552 Ferry Rd | Forest City | NC | 28043 | Approved | Negotiated (NC) | Carolinas |  | Pending IA | Photovoltaic |  | 73920 | Southern | 3-phase | 2013-01-07 |  | 2013-01-07 | Open
DC |  | Azalea Solar, LLC |  | Distribution | 41,800 | 12958 | Solar | Non-Residential | 3806 Sardis Hwy | Timmonsville | SC | 29161 | Pending |  | PEC Carolinas |  | Pending | Photovoltaic |  | 10002 | Unknown |  | 2015-04-17 |  | 2015-04-17 | Open
| BOONE | AZTEC HOLLAND GROUP | 208Y/120 |  |  |  | Solar | Non-Residential | 7450 INDUSTRIAL RD | FLORENCE | KY | 41042 | Approved | Rider NM - Net Metering Rider - KY | OH/KY | 2009-08-03 | Connected | Photovoltaic |  | 9.2 | North | 3 phase |  |  |  | Executed
DC | Catawba | Aztec Solar, LLC |  | Distribution | 8712 Trina TSM-285 PA14 PV module | 2482.92 | Solar | Non-Residential | 5499 Startown Rd | Newton | NC | 28658 | Cancelled | PP-N NC - Non-Hydroelectric Qualifying Facilities | Carolinas |  | Cancelled | Photovoltaic |  | 2000 | Central | 3-phase | 2013-03-19 |  | 2013-03-19 | Cancelled
DC | Pinellas | Anne B Freihofer | 120/240 | Distribution | Phono Solar | 1 | Solar | Residential | 7250 57TH AVE N | St. Petersburg | FL | 33709 | Approved | NM-FL Net Metering | FL | 2014-12-11 | Connected | Photovoltaic |  | 0.85 | South Coastal | Single | 2014-12-15 |  | 2014-12-15 | Executed
DC | Orange | Wanda J. Williams | 120/240 | Distribution |  | 4.32 | Solar | Residential | 112 Galway Dr | Chapel Hill | NC | 27517 | Approved | PP-N NC - Non-Hydroelectric Qualifying Facilities | Carolinas | 2010-12-06 | Connected | Photovoltaic | Williams PV Installation | 4.32 | Northern | Single | 2011-04-07 |  | 2010-10-20 | Executed
DC | HAMILTON | B H E Environmental Inc - NM | 208Y/120 | Distribution | 246 (210 Watt) Kyocera- KD210GX-LPU Solar Panels | 51.66 | Solar | Non-Residential | 11733 Chesterdale Rd | Cincinnati | OH | 45246 | Approved | Rider NM - Net Metering Rider - OH | OH/KY | 2009-12-14 | Superseded | Photovoltaic |  | 42 | Central | 3-phase |  |  |  | Superceded
DC | Buncombe | Anne C Fisher | 120/240 | Distribution | Qty 29 LG 250S1C-G3 | 7.25 | Solar | Residential | 113 Norwood Ave | Asheville | NC | 28804 | Approved | NM-NC Net Metering | PEC Carolinas | 2014-03-20 | Connected | Photovoltaic |  | 6 | Western | Single | 2013-10-31 |  | 2013-10-31 | Executed
DC | Buncombe | Anne Craig | 120/240 | Distribution | Qty 14 Kyocera KD 250 | 3.5 | Solar | Residential | 132 Murdock Ave | Asheville | NC | 28801 | Approved | NC NM-Net Metering for Renewable Energy Facilities | PEC Carolinas | 2014-05-01 | Connected | Photovoltaic |  | 3 | Western | Single | 2014-03-07 |  | 2014-03-07 | Executed
DC | Pinellas | Anne Denny | 120/240 | Distribution | Qty 12 SW250 solar panels | 3 | Solar | Residential | 4097 Coquina Key Dr SE | St Petersburg | FL | 33705 | Approved | NM-FL Net Metering | FL | 2015-04-06 | Connected | Photovoltaic |  | 2.55 | South Coastal | Single | 2015-03-25 |  | 2015-03-25 | Executed
DC |  | Anne E Black | 120/240 | Distribution | Eleven 220 Watt Mage Powertec Plus Solar Panels | 2.42 | Solar | Residential | 272 Compton Road | Cincinnati | OH | 45215 | Approved | Rider NM - Net Metering Rider - OH | OH/KY | 2011-11-09 | Connected | Photovoltaic |  | 2.37 | South | Single | 2011-10-31 |  | 2011-10-31 | Executed
DC | MOORE | B2R2 LLC | 120/240 |  |  | 5.18 | Solar | Non-Residential | 290 Ridgeline Drive | Aberdeen | NC | 28315 | Approved | NC NM-Net Metering for Renewable Energy Facilities | PEC Carolinas | 2015-04-15 | Connected | Photovoltaic |  | 4.14 | Southern | Single | 2015-01-23 |  | 2015-01-23 | Executed
DC |  | Bacon Solar, LLC |  | Distribution | Qty 21280 Trinasolar TSM-305PD 14 305W Solar Panels | 6490.4 | Solar | Non-Residential | 9618 NC-57 | Rougemont | NC | 27572 | Pending | NC CSP29-Cogeneration and Small Power Producer-Sell All | PEC Carolinas |  | Pending | Photovoltaic |  | 5040 | Unknown | 3-phase | 2015-03-18 |  | 2015-03-18 | Open
DC |  | Anne Hedin | 120/240 | Distribution | Twenty-Three (240 Watt) Mage Powertec 240-W solar modules | 5.52 | Solar | Residential | 511 Grimes Ln E | Bloomington | IN | 47401 | Approved | Net Metering - Standard Contract Rider No. 57 | IN | 2012-10-29 | Connected | Photovoltaic |  | 5.47 | Northern | Single | 2012-10-09 |  | 2012-10-09 | Executed
DC | Pinellas | Anne M Crockett | 120/240 | Distribution | 19LG280/19 Enphase M250 | 5.35 | Solar | Residential | 3051 70th Ln N | St. Petersburg | FL | 33710 | Approved | NM-FL Net Metering | FL | 2014-10-08 | Connected | Photovoltaic |  | 4.55 | South Coastal | Single | 2014-09-30 |  | 2014-09-30 | Executed
DC | Wake | Baker Renewable Energy |  |  |  | 6.25 | Solar | Non-Residential | 517 Mercury Street | Raleigh | NC | 27609 | Approved | NC NM-Net Metering for Renewable Energy Facilities | PEC Carolinas | 2009-09-01 | Connected | Photovoltaic |  | 5 | Northern |  | 2012-10-18 |  |  | Executed
DC | Wake | Baker Roofing Co |  | Distribution | Qty 230 (305 Watt) Trina Solar 305W TSM-305PC/PA14 | 70.15 | Solar | Non-Residential | 1515 Lake Wheeler Rd. | Raleigh | NC | 27611 | Pending | NC NM-Net Metering for Renewable Energy Facilities | PEC Carolinas |  | Pending | Photovoltaic |  | 77.9 | Northern | 3-phase | 2015-05-12 |  | 2015-04-20 | Open
DC | Wake | Baker Roofing CO | 480Y/277 | Distribution | QTY 630 Trinity 305 Watt Panels | 192.15 | Solar | Non-Residential | 509 Mercury St | Raleigh | NC | 27603 | Pending | NC NM-Net Metering for Renewable Energy Facilities | PEC Carolinas |  | Pending | Photovoltaic |  | 180 | Northern | 3-phase | 2015-04-23 |  | 2015-04-23 | Open
DC |  | Baker Roofing CO | 120/240 | Distribution | QTY 141 Utility 305 Watt Modules | 43.01 | Solar | Non-Residential | 600 Mercury St | Raleigh | NC | 27603 | Pending | NC NM-Net Metering for Renewable Energy Facilities | PEC Carolinas |  | Pending | Photovoltaic |  | 40 | Northern | Single | 2015-05-06 |  | 2015-05-06 | Open
DC | Buncombe | Anne M Walter | 120/240 | Distribution | 20 250W Kyocera Soalr Modules | 5 | Solar | Residential | 95 Woodrow Avenue | Asheville | NC | 28806 | Approved | NC NM-Net Metering for Renewable Energy Facilities | PEC Carolinas | 2014-03-20 | Connected | Photovoltaic |  | 4 | Western | Single | 2014-02-21 |  | 2014-02-21 | Executed
DC | Cherokee | Walter O. Bradley | 120/240 | Distribution |  | 8.32 | Solar | Residential | 205 Looking Glass Rd | Andrews | NC | 28901 | Approved | PP-N NC - Non-Hydroelectric Qualifying Facilities | Carolinas | 2010-12-20 | Connected | Photovoltaic | Bradley PV Installation | 8.2 | Southern | Single | 2011-04-07 |  | 2010-07-01 | Executed
DC | Lee | Balsam Solar, LLC |  | Distribution |  |  | Solar | Non-Residential | Unknown | Sanford | NC | 27332 | Approved |  | PEC Carolinas |  | Pending | Photovoltaic |  | 5000 | Unknown |  | 2014-10-21 |  | 2014-06-12 | Open
DC | Robeson | Baltimore Church Solar LLC |  | Distribution | Qty 21,508 ET-P672305WW | 6559.94 | Solar | Non-Residential | 1411 Baltimore Church Rd | Fairmont | NC | 28340 | Pending |  | PEC Carolinas |  | Pending | Photovoltaic |  | 5000 | Unknown | 3-phase | 2014-10-26 |  | 2014-09-29 | Open
DC |  | Bamboo Solar, LLC |  | Distribution |  |  | Solar | Non-Residential | Unknown | Kenly | NC | 0 | Cancelled |  | PEC Carolinas |  | Cancelled | Photovoltaic |  | 3000 | Unknown |  | 2014-10-21 |  | 2013-04-12 | Cancelled
DC | Guilford | Walter E Clark | 120/240 | Distribution | Qty 40 (260 Watt) Suniva 260W Solar Panels | 10.4 | Solar | Residential | 4601 McConnell Rd | McLeansville | NC | 27301 | Approved | NM-NC Net Metering | Carolinas | 2014-09-22 | Connected | Photovoltaic |  | 8.008 | Northern | Single | 2014-09-02 | 2014-09-18 | 2014-09-02 | Executed
DC | SEMINOLE | Anne Roun |  | Distribution |  | 5.1 | Solar | Residential | 1736 SETTING SUN LOOP | CASSELBERRY | FL | 32707 | Approved | NM-FL Net Metering | FL | 2014-01-13 | Connected | Photovoltaic |  | 4.335 | North Central |  | 2014-09-10 |  |  | Executed
DC | Pinellas | Anne Rasmussen | 120/240 | Distribution | Qty 35 SW280W- solar panels | 9.8 | Solar | Residential | 16502 Ivy Lake Dr. | Odessa | FL | 33556 | Approved | NM-FL Net Metering | FL | 2015-04-14 | Connected | Photovoltaic |  | 8.33 | South Coastal | Single | 2015-04-13 |  | 2015-04-13 | Executed
DC | Pender | Annemarie Ferguson | 120/240 | Distribution | QTY 20 Green Triplex 250 Solar panels | 5 | Solar | Residential | 57 Captain Bean Hwy | Hampstead | NC | 28443 | Approved | NC NM-Net Metering for Renewable Energy Facilities | PEC Carolinas | 2014-04-02 | Connected | Photovoltaic |  | 4.3 | Eastern | Single | 2013-12-13 |  | 2013-12-13 | Executed
DC | HAMILTON | ANNETTE KEREIAKES | 120/240 | Distribution | twenty 185-W solar panels | 3.7 | Solar | Residential | 3521 RAYMAR BL | CINCINNATI | OH | 45208 | Approved | Rider NM - Net Metering Rider - OH | OH/KY | 2011-01-18 | Connected | Photovoltaic |  | 3.7 | Central | Single | 2011-05-12 |  | 2011-05-12 | Executed
DC | Pinellas | Annette Randall | 120/240 | Distribution | Qty 22 SolarWorld 280W solar panels | 6.16 | Solar | Residential | 148 93rd Ave | St Petersburg | FL | 33706 | Approved | NM-FL Net Metering | FL | 2015-03-26 | Connected | Photovoltaic |  | 5.236 | South Coastal | Single | 2015-03-19 |  | 2015-03-19 | Executed
DC | Iredell | Walter C. McGervey | 120/240 | Distribution |  | 1.4 | Solar | Residential | 2527 Island Ford Rd | Statesville | NC | 28625 | Approved | PP-N NC - Non-Hydroelectric Qualifying Facilities | Carolinas | 2008-08-18 | Connected | Photovoltaic | McGervey PV Installation | 1.4 | Central | Single | 2011-04-07 |  | 2008-06-24 | Executed
DC | HAMILTON | BARBARA CASTRO | single |  | thirty-six 220-W solar panels | 7.92 | Solar | Residential | 6604 HITCHING POST LN | CINCINNATI | OH | 45230 | Approved | Rider NM - Net Metering Rider - OH | OH/KY | 2010-03-10 | Connected | Photovoltaic |  | 7.92 | Central | 120/240 |  |  |  | Executed
DC | Cabarrus | Wallace Realty | 120/240 | Distribution | QTY 51 SunModule Pro Series XL 315 Watt Modules | 16.07 | Solar | Non-Residential | 301 N Main St | Salisbury | NC | 28144 | Approved | NM-NC Net Metering | Carolinas | 2015-05-12 | Connected | Photovoltaic |  | 12.4 | Central | 3-phase | 2015-03-09 | 2015-04-23 | 2015-03-09 | Executed
DC | Rockingham | Wallace M. Baker | 120/240 | Distribution |  | 2.1 | Solar | Residential | 191 Gutta Percha Lane | Summerfield | NC | 27358 | Approved | SCG-NC Small Customer Generator Rider | Carolinas | 2011-04-06 | Connected | Photovoltaic |  | 2 | Northern | Single | 2011-05-16 |  | 2011-02-25 | Executed
DC | Seminole | Anthony Carre |  | Distribution |  | 5.4 | Solar | Residential | 417 RACCOON ST | LAKE MARY | FL | 32746 | Approved | NM-FL Net Metering | FL | 2009-02-25 | Connected | Photovoltaic |  | 4.59 | North Central |  | 2014-09-10 |  |  | Executed
DC | WARREN | BARBARA FATH | single |  | Sixteen 180-W Evergreen ES-180 SL modules and a BWC XL.1 wind turbine |  | Other | Residential | 8152 ACHTERMAN RD | PLEASANT PLAIN | OH | 45162 | Approved | Rider NM - Net Metering Rider - OH | OH/KY | 2007-09-10 | Connected | Photovoltaic |  | 3.5 | North | 120/240 |  |  |  | Executed
DC | HAMILTON | BARBARA L FLOOR | 120/240 |  | sixteen 100-W solar panels | 1.6 | Solar | Residential | 17740 WINDWOOD CIR | WESTFIELD | IN | 46074 | Approved | Net Metering - Standard Contract Rider No. 57 | IN | 2003-09-25 | Connected | Photovoltaic |  | 1.6 | North | Single |  |  |  | Executed
DC | Polk | Anthony Chung | 120/240 | Distribution | Qty 20 SW270-Solar Panels | 5.4 | Solar | Residential | 4545 Caladium Ct | Kissimmee | FL | 34758 | Approved | NM-FL Net Metering | FL | 2015-03-06 | Connected | Photovoltaic |  | 4.59 | South Central | Single | 2015-03-02 |  | 2015-03-02 | Executed
DC | Forsyth | Wallace Baird | 120/240 | Distribution | Qty 22 Suniva 270W Solar Panels | 5.94 | Solar | Residential | 5845 Sullivantown RD | Walkertown | NC | 27051 | Approved | NM-NC Net Metering | Carolinas | 2015-05-11 | Connected | Photovoltaic |  | 6 | Northern | Single | 2015-03-30 | 2015-05-08 | 2015-03-30 | Executed
DC | CHATHAM | Barbara J Howard | 120/240 |  | Qty 20: 200 W ES Solar Panels | 4 | Solar | Residential | 7880 NC Hwy 751 | Durham | NC | 27713 | Approved | NC CSP-Cogeneration and Small Power Producer-Sell All | PEC Carolinas | 2010-03-08 | Superseded | Photovoltaic |  | 4 | Northern | Single | 2012-10-18 |  |  | Superceded
DC | Guilford | Wallace B. Williams | 120/240 | Distribution | QTY: 52 ASW 270 W | 14.04 | Solar | Residential | 6612 Frieden Church Rd | Gibsonville | NC | 27249 | Approved | NM-NC Net Metering | Carolinas | 2014-05-29 | Connected | Photovoltaic |  | 14.04 | Northern | Single | 2013-11-08 | 2014-05-27 | 2013-11-08 | Executed
DC | Harnett | Anthony J Mennella | 120/240 | Distribution | Qty 12 265W Sunvia Solar Panels | 3.18 | Solar | Residential | 57 Woodrige Ct | Angier | NC | 27501 | Approved | NC NM-Net Metering for Renewable Energy Facilities | PEC Carolinas | 2014-11-20 | Connected | Photovoltaic |  | 2.58 | Northern | Single | 2014-10-06 |  | 2014-10-06 | Executed
DC | Lake | Anthony Parker |  | Distribution |  | 7.68 | Solar | Residential | 13606 SANDBLUFF LN | GRAND ISLAND | FL | 32735 | Approved | NM-FL Net Metering | FL | 2012-02-17 | Connected | Photovoltaic |  | 6.528 | North Central |  | 2014-09-10 |  |  | Executed
DC | Rowan | Wallace & Graham, PA - NM | 208Y/120 | Distribution |  | 172.2 | Solar | Non-Residential | 604 North Lee St | Salisbury | NC | 28144 | Approved | PP-N NC - Non-Hydroelectric Qualifying Facilities | Carolinas | 2009-12-21 | Connected | Photovoltaic | Wallace and Graham PV Installation | 150 | Central | 3-phase | 2011-04-07 |  | 2009-10-22 | Executed
DC | Citrus | Anthony Rizzotto |  | Distribution |  | 5.32 | Solar | Residential | 6373 W RIO GRANDE DR | Beverly Hills | FL | 34465 | Approved | NM-FL Net Metering | FL | 2009-11-04 | Connected | Photovoltaic |  | 4.522 | North Coastal |  | 2014-09-10 |  |  | Executed
DC | Seminole | Anthony Uzzi | 120/240 | Distribution | SolarWorld Emphase | 4.25 | Solar | Residential | 575 WALDEN WAY | Winter Springs | FL | 32708 | Approved | NM-FL Net Metering | FL | 2014-12-04 | Connected | Photovoltaic |  | 3.61 | North Central | Single | 2014-12-10 |  | 2014-12-10 | Executed
DC | Orange | Antoinette Valenson |  | Distribution |  | 5.52 | Solar | Residential | 5331 W JONES AVE | Zellwood | FL | 32798 | Approved | NM-FL Net Metering | FL | 2010-07-08 | Connected | Photovoltaic |  | 4.692 | North Central |  | 2014-09-10 |  |  | Executed
DC | Forsyth | Wake Forest University | 12,470Y/7,200 | Transmission | Qty 39 LSX 240 Series | 9.36 | Solar | Non-Residential | 1200 Reynolds Blvd | Winston Salem | NC | 27106 | Approved | NM-NC Net Metering | Carolinas | 2014-02-07 | Connected | Photovoltaic |  | 9.36 | Northern | 3-phase | 2014-01-15 | 2014-02-07 | 2014-01-15 | Executed
DC | Chatham | Anton Callaway | 120/240 | Distribution | Qty 29 LG 280W Solar Panels | 8.12 | Solar | Residential | 280 Country Ln | Pittsboro | NC | 27312 | Approved | NC NM-Net Metering for Renewable Energy Facilities | PEC Carolinas | 2014-10-31 | Connected | Photovoltaic |  | 8 | Northern | Single | 2014-09-10 |  | 2014-09-10 | Executed
DC | Lake | Antonino Como |  | Distribution |  | 5.16 | Solar | Residential | 14329 PINE CONE TRL | Clermont | FL | 34711 | Approved | NM-FL Net Metering | FL | 2012-07-06 | Connected | Photovoltaic |  | 4.386 | South Central |  | 2014-09-10 |  |  | Executed
DC | Wake | Antonio A & Suzanne Sanchez |  | Distribution |  | 2.2 | Solar | Residential | 6509 Sunset Manor Drive | Wake Forest | NC | 27587 | Approved | NC NM-Net Metering for Renewable Energy Facilities | PEC Carolinas | 2012-10-26 | Connected | Photovoltaic |  | 1.76 | Northern | Single | 2012-12-27 |  |  | Executed
DC | Franklin | Apalachicola Bay Charter Sch (Chapman Elem) |  | Distribution |  | 10 | Solar | Non-Residential | 98 12TH ST, *CHAPMAN ELEM SCH | APALACHICOLA | FL | 32320 | Approved | NM-FL Net Metering | FL | 2011-12-29 | Connected | Photovoltaic |  | 8.5 | North Coastal |  | 2014-09-10 |  |  | Executed
DC | PINELLAS | Applied Media Tech Inc |  | Distribution |  | 53.55 | Solar | Non-Residential | 4091 AMTC CENTER DRIVE | CLEARWATER | FL | 33764 | Approved | NM-FL Net Metering | FL | 2013-10-22 | Connected | Photovoltaic |  | 45.518 | South Coastal |  | 2014-09-10 |  |  | Executed
DC | Cleveland | Waco Farm, LLC | 12,470Y/7,200 | Distribution | 21,660 (300W) ReneSolar Panels | 6498 | Solar | Non-Residential | 399 Devenny Road | Kings Mountain | NC | 28086 | Approved | PP-N NC - Non-Hydroelectric Qualifying Facilities | Carolinas | 2013-11-05 | Connected | Photovoltaic | Waco Farm PV Installation | 4950 | Central | 3-phase | 2012-01-24 |  | 2012-01-24 | Executed
DC | Davidson | Timberlake Solar Farm LLC | 12,470Y/7,200 | Transmission |  | 51984 | Solar | Non-Residential | 1428 State Road 1254 | Lexington | NC | 27292 | Approved | PP-N NC - Non-Hydroelectric Qualifying Facilities | Carolinas |  | Pending IA | Photovoltaic |  | 39600 | Central | 3-phase | 2014-06-12 |  | 2014-06-12 | Open
DC | Orange | W. Jefferson Holt | 120/240 | Distribution | 22 SunPower SPR-230 and | 14.51 | Solar | Residential | 2312 Ivey Rd | Chapel Hill | NC | 27516 | Approved | NM-NC Net Metering | Carolinas | 2013-01-24 | Connected | Photovoltaic |  | 14.51 | Northern | Single | 2013-01-03 | 2013-01-21 | 2013-01-03 | Executed
DC | Mecklenburg | W. B. Moore Company of Charlotte, Inc. - NM | 208Y/120 | Distribution |  | 27.47 | Solar | Non-Residential | 916 North Poplar St | Charlotte | NC | 28206 | Approved | PP-N NC - Non-Hydroelectric Qualifying Facilities | Carolinas | 2010-04-26 | Connected | Photovoltaic | W.B. Moore PV Installation | 27.47 | Central | 3-phase | 2011-04-07 |  | 2009-09-15 | Executed
DC | Greene | Arba Solar, LLC |  | Distribution |  | 2300 | Solar | Non-Residential | 3943 Hull Road | Snow Hill | NC | 28580 | Approved | NC CSP27-Cogeneration and Small Power Producer-Sell All | PEC Carolinas | 2014-05-17 | Connected | Photovoltaic |  | 1990 | Unknown |  | 2014-10-21 |  | 2012-12-06 | Executed
DC | Forsyth | W S Forsyth County Schools-NM | 480Y/277 | Distribution | 8 Solarworld 240W Solar Panels | 1.92 | Solar | Non-Residential | 910 Highland Ct | Winston Salem | NC | 27101 | Approved | NM-NC Net Metering | Carolinas | 2012-09-20 | Connected | Photovoltaic |  | 1.92 | Northern | 3-phase | 2012-05-31 | 2012-09-19 | 2012-05-31 | Executed
DC | Polk | Archie Sapp | 120/240 | Distribution | Qty 4 SolarWorld 250watts, Solar Panels | 2 | Solar | Residential | 703 N Adams Ave | Dundee | FL | 33838 | Approved | NM-FL Net Metering | FL | 2015-05-06 | Connected | Photovoltaic |  | 1.7 | South Central | Single | 2015-04-28 |  | 2015-04-28 | Executed
DC | Chatham | Barbara Turner | 120/240 | Distribution | Qty 15 Sumpower X-21 335W Solar Panels | 5.03 | Solar | Residential | 613 Perfect Moment Dr | Durham | NC | 27713 | Pending | NM-NC Net Metering | Carolinas |  | Pending | Photovoltaic |  | 5 | Northern | Single | 2015-06-15 |  | 2015-06-15 | Open
DC | CHATHAM | Barefoot Path Stables & Nursery | 120/240 |  |  | 8.66 | Solar | Residential | 224 Henley Road | Chapel Hill | NC | 27514 | Approved | NC CSP-Cogeneration and Small Power Producer-Sell All | PEC Carolinas | 2009-12-22 | Connected | Photovoltaic |  | 6.93 | Northern | Single | 2012-10-18 |  |  | Executed
DC | Robeson | Barker Solar LLC |  |  | Qty 21660 Canadian Solar 300W Solar Panels | 6498 | Solar | Non-Residential | Old Allentown Rd | Lumberton | NC | 28358 | Pending |  | PEC Carolinas |  | Pending | Photovoltaic |  | 4800 | Unknown |  | 2014-11-24 |  | 2014-11-24 | Open
DC | Buncombe | Arden Solar |  | Distribution |  | 23 | Solar | Non-Residential | 1845 Brevard Road | Arden | NC | 28704 | Approved | NC CSP25-Cogeneration and Small Power Producer-Sell All | PEC Carolinas | 2009-11-15 | Connected | Photovoltaic |  | 23 | Unknown |  | 2014-10-21 |  | 2009-09-24 | Executed
DC | Orange | Areas Usa Fltp LLC |  | Distribution |  | 112.32 | Solar | Non-Residential | 0 FLORIDA TURNPIKE *STE TURKEYLK, MILE MARKER #263 | OCOEE | FL | 34761 | Approved | NM-FL Net Metering | FL | 2012-10-22 | Connected | Photovoltaic |  | 95.472 | South Central |  | 2014-09-10 |  |  | Executed
DC | Randolph | Argand Rooftop 1, LLC |  | Distribution |  | 497 | Solar | Non-Residential | 1947 N Fayetteville St. #D | Asheboro | NC | 27203 | Approved | Negotiated (NC) | PEC Carolinas | 2012-01-25 | Connected | Photovoltaic |  | 398 | Unknown |  | 2014-10-21 |  | 2011-09-13 | Executed
DC | Wake | Argand Rooftop 3, LLC |  | Distribution |  | 238 | Solar | Non-Residential | 181 High House Road | Cary | NC | 27513 | Approved | Negotiated (NC) | PEC Carolinas | 2012-04-25 | Connected | Photovoltaic | Habitat for Humanity of Wake County | 190 | Unknown |  | 2014-10-21 |  | 2012-02-03 | Executed
DC | Warren | Argand Rooftop 4, LLC |  | Distribution |  | 497 | Solar | Non-Residential | 149 Campus Drive | Warrenton | NC | 27589 | Approved | Negotiated (NC) | PEC Carolinas | 2012-07-30 | Connected | Photovoltaic |  | 383 | Unknown |  | 2014-10-21 |  | 2012-04-18 | Executed
DC | Scotland | Argand SPP2, LLC |  | Distribution |  | 251 | Solar | Non-Residential | 17900 Dana Rd | Laurinburg | NC | 28353 | Approved | Negotiated (NC) | PEC Carolinas | 2011-06-18 | Connected | Photovoltaic |  | 193 | Unknown |  | 2014-10-21 |  | 2011-02-17 | Executed
DC | Mecklenburg | Barry L Horton | 120/240 | Distribution | Qty 6 Solarworld 275W Solar Panels | 1.65 | Solar | Residential | 3225 Bridle Stone Ct | Charlotte | NC | 28273 | Pending | NM-NC Net Metering | Carolinas |  | Pending | Photovoltaic |  | 1.44 | Central | Single | 2015-05-04 |  | 2015-05-04 | Open
DC | Orange | Argentina Clarke |  | Distribution |  | 5.04 | Solar | Residential | 11849 OLD GLORY DR | Orlando | FL | 32837 | Approved | NM-FL Net Metering | FL | 2010-03-09 | Connected | Photovoltaic |  | 4.284 | South Central |  | 2014-09-10 |  |  | Executed
DC | Wake | Arlan D Mock | 120/240 | Distribution | Qty 12 (265 Watt) Sunmodule Plus SW 265 Solar Panels | 3.18 | Solar | Residential | 217 Lochside Dr | Cary | NC | 27518 | Approved | NC NM-Net Metering for Renewable Energy Facilities | PEC Carolinas | 2014-12-18 | Connected | Photovoltaic |  | 2.45 | Northern | Single | 2014-11-03 |  | 2014-11-03 | Executed
DC | Greenville | Bart Dehaerne | 120/240 | Distribution |  | 1.94 | Solar | Residential | 8 Fife Court | Simpsonville | SC | 29681 | Cancelled | NM-SC Net Metering | Carolinas | 2009-10-15 | Cancelled | Photovoltaic |  | 1.935 | Southern | Single | 2011-04-07 |  | 2009-09-10 | Cancelled
DC | CLERMONT | ARLANTION COLEMAN | 120/240 | Distribution | eleven 175-W Suntech Black Label STP175S-24/Ab-1 solar panels | 1.93 | Solar | Residential | 4881 BEECHWOOD RD | CINCINNATI | OH | 45244 | Approved | Rider NM - Net Metering Rider - OH | OH/KY | 2011-01-12 | Connected | Photovoltaic |  | 1.925 | East | Single | 2011-05-10 |  | 2011-05-10 | Executed
DC | RIPLEY | BATESVILLE COMM SCHOOL CORP | 480Y/277 |  | eighteen 110-W solar panels | 1.98 | Solar | Non-Residential | 201 MULBERRY ST N | BATESVILLE | IN | 47006 | Approved | Net Metering - Standard Contract Rider No. 57 | IN | 2007-04-17 | Connected | Photovoltaic |  | 1.98 | Southeast | 3 phase |  |  |  | Executed
DC | Volusia | Arnaldo Irizarry |  | Distribution |  | 5.06 | Solar | Residential | 2771 BAYONNE CT | DELTONA | FL | 32725 | Approved | NM-FL Net Metering | FL | 2010-06-04 | Connected | Photovoltaic |  | 4.301 | North Central |  | 2014-09-10 |  |  | Executed
DC | Mecklenburg | W Mark Allen | 120/240 | Distribution | Qty 16 Sunmodule 250 W Solar Panels | 4 | Solar | Residential | 1631 Fountain VW | Charlotte | NC | 28203 | Approved | NM-NC Net Metering | Carolinas | 2014-07-09 | Connected | Photovoltaic |  | 3.08 | Central | Single | 2014-06-25 | 2014-07-09 | 2014-06-25 | Executed
DC | Orange | Violet Welch | 120/240 | Distribution | Qty 16 275W Sunmodule Solar Panels | 4.4 | Solar | Residential | 2211 Running Pine Ct | Hillsborough | NC | 27278 | Approved | NM-NC Net Metering | Carolinas | 2014-10-15 | Connected | Photovoltaic |  | 5.714 | Northern | Single | 2014-09-04 | 2014-10-08 | 2014-09-04 | Executed
DC | Alamance | Vincent Isabella | 120/240 | Distribution | Twenty-eight Suniva OPTXXX-60-4-1BO solar panels | 7.14 | Solar | Residential | 517 Truitt Dr. | Elon | NC | 27244 | Approved | NM-NC Net Metering | Carolinas | 2013-11-22 | Connected | Photovoltaic |  | 6.02 | Northern | Single | 2013-11-04 | 2013-11-21 | 2013-11-04 | Executed
DC | Harnett | Bayles Farm Solar, LLC |  | Distribution | 20140 Trina TSM305PD14 Solar Modules | 6142.7 | Solar | Non-Residential | 649 NC-82 | Dunn | NC | 28334 | On Hold |  | PEC Carolinas |  | Pending | Photovoltaic |  | 5499 | Northern |  | 2015-03-01 |  | 2015-03-01 | Open
DC | Pinellas | Arthur Abbo |  | Distribution |  | 5.33 | Solar | Residential | 860 HARBOR IS | Clearwater | FL | 33767 | Approved | NM-FL Net Metering | FL | 2010-07-12 | Connected | Photovoltaic |  | 4.531 | South Coastal |  | 2014-09-10 |  |  | Executed
DC | Tippecande | BDCIN LLC | 120/240 | Distribution |  | 8.6 | Solar | Residential | 1300 Shenandoah Drive | Lafayette | IN | 47905 | Approved | Net Metering - Standard Contract Rider No. 57 | IN | 2012-04-05 | Cancelled | Photovoltaic |  | 8 | Northern | Single | 2012-03-15 |  | 2012-03-15 | Cancelled
DC | Pitt | Beaker Farm, LLC |  |  |  | 7000 | Solar | Non-Residential | 4323 W Wilson St | Farmville | NC | 27828 | Pending |  | PEC Carolinas |  | Pending | Photovoltaic |  | 4800 | Unknown |  | 2014-12-04 |  | 2014-12-04 | Open
DC | Pender | Bearford Farm, LLC |  | Distribution |  |  | Solar | Non-Residential | Unknown | Willard | NC | 28478 | Approved |  | PEC Carolinas |  | Pending | Photovoltaic |  | 5000 | Unknown |  | 2014-10-21 |  | 2014-05-28 | Open
DC | Pender | Bearford Solar II, LLC |  | Distribution |  |  | Solar | Non-Residential | Unknown | Burgaw | NC | 28425 | Approved |  | PEC Carolinas |  | Pending | Photovoltaic |  | 5000 | Unknown |  | 2014-10-21 |  | 2014-06-30 | Open
DC | Bartholomew | Arthur H Hopkins | 120/240 | Distribution | nineteen Mage Solar 250-W modules | 4.75 | Solar | Residential | 1654 475 E N | Columbus | IN | 47203 | Approved | Net Metering - Standard Contract Rider No. 57 | IN | 2013-08-23 | Connected | Photovoltaic |  | 4.52 | Southern | Single | 2013-07-22 |  | 2013-07-22 | Executed
DC | Henderson | Beatty |  | Distribution |  |  | Solar | Non-Residential | Unknown | Fletcher | NC | 28732 | Approved |  | PEC Carolinas |  | Pending IA | Photovoltaic |  | 13.5 | Unknown |  | 2014-10-21 |  | 2012-01-13 | Open
DC |  | Arthur J Woodruff | 120/240 | Distribution | 6 (240 Watt) NC-240QCJ Sharp Panels | 1.44 | Solar | Residential | 7870 Zikes Road | Bloomington | IN | 47401 | Approved | Net Metering - Standard Contract Rider No. 57 | IN | 2012-06-05 | Connected | Photovoltaic |  | 4 | Southern | Single | 2012-05-31 |  | 2012-05-31 | Executed
DC |  | Beaufort Solar, LLC - Element Power US |  | Distribution |  |  | Solar | Non-Residential | Unknown | Chocowinity | NC | 0 | Cancelled |  | PEC Carolinas |  | Cancelled | Photovoltaic |  | 20000 | Unknown |  | 2014-10-21 |  | 2013-03-01 | Cancelled
DC | Beaufort | Beaufort Solar, LLC |  | Distribution | Suntech STP280-24/Vd |  | Solar | Non-Residential | Unknown | Chocowinity | NC | 27817 | Approved |  | PEC Carolinas |  | Pending IA | Photovoltaic |  | 15000 | Unknown |  | 2014-10-21 |  | 2013-03-28 | Open
DC | Rockingham | Beaver Solar, LLC |  | Distribution | Qty 21780 (285 Watt) Trina TSM-285 PA14 Solar Panels | 6207.3 | Solar | Non-Residential | 10296 US 158 | Reidsville | NC | 27320 | Cancelled | PP-N NC - Non-Hydroelectric Qualifying Facilities | Carolinas |  | Cancelled | Photovoltaic |  | 5000 | Northern | 3-phase | 2012-11-21 |  | 2012-11-21 | Cancelled
DC | Pinellas | Arthur J. Murphy III | 120/240 | Distribution | Qty 42 CanadianSolar CS6P-255P solar panels | 10.7 | Solar | Residential | 2418 Flint Lock Dr. | Clearwater | FL | 33765 | Approved | NM-FL Net Metering | FL | 2015-05-08 | Connected | Photovoltaic |  | 9.1 | South Coastal | Single | 2015-04-22 |  | 2015-04-22 | Executed
DC | Lake | Arthur L Culberson | 120/240 | Distribution | Trilogy Lot 2218 | 6.25 | Solar | Residential | 353 Salt Marsh Ln, Solar Pwr | Groveland | FL | 34736 | Approved | NM-FL Net Metering | FL | 2014-09-30 | Connected | Photovoltaic |  | 5.31 | South Central | Single | 2014-09-28 |  | 2014-09-28 | Executed
DC | Pinellas | Arthur L Miller | 120/240 | Distribution | Renesola | 2 | Solar | Residential | 8804 79TH PL | Largo | FL | 33777 | Approved | NM-FL Net Metering | FL | 2014-11-21 | Connected | Photovoltaic |  | 1.7 | South Coastal | Single | 2014-11-17 |  | 2014-11-17 | Executed
DC | Mecklenburg | Vidya Sagar Sethi | 120/240 | Distribution |  | 4.7 | Solar | Residential | 7200 Ramsgate Road | Charlotte | NC | 28270 | Approved | PP-N NC - Non-Hydroelectric Qualifying Facilities | Carolinas | 2011-12-12 | Connected | Photovoltaic | Sethi PV Installation | 4 | Central | Single | 2011-11-09 |  | 2011-11-09 | Executed
DC | Citrus | Arthur R Martin | 120/240 | Distribution | Qty 24 Solar World 270W Solar Panels | 6.48 | Solar | Residential | 9016 SW 86th Loop | Ocala | FL | 34481 | Approved | NM-FL Net Metering | FL | 2015-06-10 | Connected | Photovoltaic |  | 5.508 | North Coastal | Single | 2015-06-03 |  | 2015-06-03 | Executed
DC | Pinellas | Arti N Patel | 120/240 | Distribution | Solar World | 11 | Solar | Residential | 6202 PASADENA POINT BLVD S | Gulfport | FL | 33707 | Approved | NM-FL Net Metering | FL | 2014-12-31 | Connected | Photovoltaic |  | 9.35 | South Coastal | Single | 2015-01-02 |  | 2015-01-02 | Executed
DC | Citrus | Arvenugopala Reddy | 120/240 | Distribution | Qty 38 Sunova 250watts, solar panels | 9.5 | Solar | Residential | 3963 N Grayhawk Loop | Lecanto | FL | 34461 | Approved | NM-FL Net Metering | FL | 2015-05-04 | Connected | Photovoltaic |  | 8.075 | North Coastal | Single | 2015-04-30 |  | 2015-04-30 | Executed
DC | Hamilton | Bee Holdings | 208Y/120 |  |  | 50 | Solar | Non-Residential | 3652 Roundbottom Rd | Cincinnati | OH | 45244 | Cancelled | Rider NM - Net Metering Rider - OH | OH/KY |  | Cancelled | Photovoltaic |  | 50 | South |  | 2013-01-18 |  | 2013-01-18 | Cancelled
DC | Cleveland | Beetle Solar, LLC |  | Distribution | 17424 Trina TSM-285 PA14 PV module | 4965.84 | Solar | Non-Residential | 1926 Batchelor Rd | Mooresboro | NC | 28114 | Pending | PP-N NC - Non-Hydroelectric Qualifying Facilities | Carolinas |  | Pending | Photovoltaic |  | 4000 | Southern | 3-phase | 2013-03-18 |  | 2013-03-18 | Open
DC | Wayne | Belafonte Farm, LLC |  | Distribution | 70,000 First Solar Series 3 Black Plus | 7000 | Solar | Non-Residential | 692 S U.S Hwy | Mt. Olive | NC | 28365 | Pending |  | PEC Carolinas |  | Pending | Photovoltaic |  | 3696 | Northern |  | 2015-03-01 |  | 2015-03-01 | Open
DC |  | Arvind Gopu | 120/240 | Distribution | 18 Sharp 240W ND-240QCJ Solar Modules | 4.32 | Solar | Residential | 1063 S. Colchester Ct. | Bloomington | IN | 47401 | Approved | Net Metering - Standard Contract Rider No. 57 | IN | 2012-08-31 | Connected | Photovoltaic |  | 4.32 | Northern | Single | 2012-08-14 |  | 2012-08-14 | Executed
DC | Buncombe | Asheville Alternative Energy, LLC |  | Distribution |  | 42 | Solar | Non-Residential | 88 Lytle Road | Fairview | NC | 28730 | Approved | NC CSP25-Cogeneration and Small Power Producer-Sell All | PEC Carolinas | 2011-01-25 | Connected | Photovoltaic |  | 34 | Unknown |  | 2014-10-21 |  | 2010-11-22 | Executed
DC | Pinellas | Ashlee Borcan |  | Distribution |  | 14.3 | Solar | Residential | 3441 FAIRFIELD TRL | CLEARWATER | FL | 33761 | Approved | NM-FL Net Metering | FL | 2013-02-28 | Connected | Photovoltaic |  | 12.155 | South Coastal |  | 2014-09-10 |  |  | Executed
DC | Orange | Ashlee M Mathews | 120/240 | Distribution |  | 5.1 | Solar | Residential | 233 STERLING ROSE CT | Apopka | FL | 32703 |  | NM-FL Net Metering | FL | 2013-02-08 | Connected | Photovoltaic |  | 4.335 | North Central | Single | 2014-11-29 |  | 2014-11-29 | Executed
DC | Buncombe | Ben Edson | 120/240 |  |  | 3.76 | Solar | Residential | 115 Carrier Street | Weaverville | NC | 28806 | Approved | NC CSP-Cogeneration and Small Power Producer-Sell All | PEC Carolinas | 2010-10-22 | Connected | Photovoltaic |  | 3.01 | Western | Single | 2012-10-18 |  |  | Executed
DC | Chester | Victor Stoecklein | 120/240 | Distribution | 63 327watt | 20.61 | Solar | Residential | 2974 Fishing Creek Rd | Rock Hill | SC | 29730 | Approved | NM-SC Net Metering | Carolinas | 2014-02-17 | Connected | Photovoltaic |  | 21 | Central | Single | 2013-11-25 | 2014-01-30 | 2013-11-25 | Executed
DC | ORANGE | Ashley Moore |  | Distribution |  | 10 | Solar | Residential | 5318 NAGAMI DR | WINDERMERE | FL | 34786 | Approved | NM-FL Net Metering | FL | 2014-04-02 | Connected | Photovoltaic |  | 8.5 | South Central |  | 2014-09-10 |  |  | Executed
DC | Anderson | Victor Nelson | 120/240 | Distribution | 9 Mage Solar Powertec Plus 240 Watt Panels | 2.16 | Solar | Residential | 2100 Due West Hwy | Belton | SC | 29627 | Approved | NM-SC Net Metering | Carolinas | 2012-11-08 | Connected | Photovoltaic |  | 2.142 | Southern | Single | 2012-10-01 | 2012-10-25 | 2012-10-01 | Executed
DC | Buncombe | Ben Yoke | 120/240 | Distribution |  | 1.91 | Solar | Residential | 183 Curtin Miles Road | Alexander | NC | 28701 | Cancelled | NC NM-Net Metering for Renewable Energy Facilities | PEC Carolinas | 2007-04-20 | Cancelled | Photovoltaic |  | 1.53 | Western | Single | 2012-10-18 |  |  | Cancelled
DC | Buncombe | Ashok and Mary Ann Iyer | 120/240 | Distribution | Qty 34 (250 watt) Solarworld | 8.5 | Solar | Residential | 100 Klein St | Asheville | NC | 28805 | Approved | NC NM-Net Metering for Renewable Energy Facilities | PEC Carolinas | 2014-03-07 | Connected | Photovoltaic |  | 6.8 | Western | Single | 2013-10-15 |  | 2013-10-15 | Executed
DC | Orange | Ashton Ashton Orlando Resid Llc |  | Distribution |  | 3.84 | Solar | Residential | 828 KINGSTREE LN | Winter Garden | FL | 34787 | Approved | NM-FL Net Metering | FL | 2012-09-20 | Connected | Photovoltaic |  | 3.264 | South Central |  | 2014-09-10 |  |  | Executed
DC | Union | Victor Caputo | 120/240 | Distribution | Qty 12 IM60 Black Series PV Modules | 3 | Solar | Residential | 1008 Thorndale Rd. | Indian Trail | NC | 28079 | Approved | NM-NC Net Metering | Carolinas | 2013-11-15 | Connected | Photovoltaic |  | 2.5 | Central | Single | 2013-09-27 | 2013-11-07 | 2013-09-27 | Executed
DC | Pender | Atlantic Eye Associates | 120/240 | Distribution |  | 12.5 | Solar | Non-Residential | 16150 US Highway 17 N | Hampstead | NC | 28443 | Approved | NC NM-Net Metering for Renewable Energy Facilities | PEC Carolinas | 2010-02-04 | Connected | Photovoltaic |  | 10 | Eastern | Single | 2012-10-18 |  |  | Executed
DC | Guilford | Benjamin Joyner | 120/240 | Distribution | qty 15: Canadian Solar C26X-300W solar panels | 4.5 | Solar | Residential | 1208 Hampton Park Dr | High Point | NC | 27265 | Pending | NM-NC Net Metering | Carolinas |  | Pending | Photovoltaic |  | 4 | Northern | Single | 2015-04-29 |  | 2015-04-29 | Open
DC | Seminole | Attilio Dimarco |  | Distribution |  | 9.84 | Solar | Residential | 2164 DEER HOLLOW CIR | Longwood | FL | 32779 | Approved | NM-FL Net Metering | FL | 2011-07-19 | Connected | Photovoltaic |  | 8.364 | North Central |  | 2014-09-10 |  |  | Executed
DC | Forsyth | Vicki Fetty Olson | 120/240 | Distribution | QTY: 12 GreenTriplex 250 | 3 | Solar | Residential | 269 Old Hollow Rd | Winston Salem | NC | 27105 | Approved | NM-NC Net Metering | Carolinas | 2013-12-20 | Connected | Photovoltaic |  | 2.58 | Northern | Single | 2013-10-08 | 2013-11-15 | 2013-10-08 | Executed
DC | LAKE | Audrey Migneault |  | Distribution |  | 8.09 | Solar | Residential | 170 BALMY COAST ROAD | GROVELAND | FL | 38614 | Approved | NM-FL Net Metering | FL | 2013-06-07 | Connected | Photovoltaic |  | 6.872 | South Central |  | 2014-09-10 |  |  | Executed
DC | Pinellas | August Cardea |  | Distribution |  | 4.95 | Solar | Residential | 1218 N CHERRY BLOSSOM DR | Clearwater | FL | 33764 | Approved | NM-FL Net Metering | FL | 2013-12-23 | Connected | Photovoltaic |  | 4.208 | South Coastal |  | 2014-09-10 |  |  | Executed
DC | Pinellas | August Cardea |  | Distribution |  | 4.95 | Solar | Residential | 1218 N CHERRY BLOSSOM DR | Clearwater | FL | 33764 | Approved | NM-FL Net Metering | FL | 2010-06-22 | Connected | Photovoltaic |  | 4.208 | South Coastal |  | 2014-09-10 |  |  | Executed
DC | MONROE | BENNET B BRABSON | 120/240 |  | eighteen 205-W Sanyo HIP-205NKHAS solar panels | 3.69 | Solar | Residential | 2000 CRANDALL CT | BLOOMINGTON | IN | 47401 | Approved | Net Metering - Standard Contract Rider No. 57 | IN | 2010-04-12 | Connected | Photovoltaic |  | 3.69 | Soutwest | Single |  |  |  | Executed
DC |  | Bennettsville Solar, LLC |  | Distribution | 69,813 CS6X-300P Canadian Solar Panels | 20943 | Solar | Non-Residential | SC HWY 9 | Bennettsville | SC | 29512 | Pending |  | PEC Carolinas |  | Pending | Photovoltaic |  | 13600 | Unknown |  | 2015-04-17 |  | 2015-04-17 | Open
DC | Pinellas | Aurora Lighting Inc |  | Distribution |  | 24.3 | Solar | Non-Residential | 19329 US HIGHWAY 19 N, | Clearwater | FL | 33764 | Approved | NM-FL Net Metering | FL | 2011-05-02 | Connected | Photovoltaic |  | 20.655 | South Coastal |  | 2014-09-10 |  |  | Executed
| Bryson City | Benny Ward | 120/240 | Distribution |  |  | Solar | Residential | 976 Hornet Dr | Whittier | NC | 28789 | Pending | NM-NC Net Metering | Carolinas |  | Pending | Photovoltaic |  |  | Southern | Single | 2014-09-09 |  | 2014-09-09 | Open
DC | Orange | Austin Miller | 120/240 | Distribution | Qty 40 Canadian C6P-255Watts, solar panels | 10.2 | Solar | Residential | 36241 Bristol Cir | Grand Island | FL | 32735 | Approved | NM-FL Net Metering | FL | 2015-06-01 | Connected | Photovoltaic |  | 8.67 | North Central | Single | 2015-05-28 |  | 2015-05-28 | Executed
DC | Pinellas | Autumn Leigh Riley | 120/240 | Distribution | Q-Cell | 1 | Solar | Residential | 4001 40TH WAY S | St. Petersburg | FL | 33711 | Approved | NM-FL Net Metering | FL | 2015-01-21 | Connected | Photovoltaic |  | 0.85 | South Coastal | Single | 2015-01-13 |  | 2015-01-13 | Executed
DC | Harnett | B & K Timber, LLC |  | Distribution |  | 11 | Solar | Non-Residential | 6729 S Plank Road | Cameron | NC | 28326 | Approved | Negotiated (NC) | PEC Carolinas | 2012-04-27 | Connected | Photovoltaic |  | 9 | Unknown |  | 2014-10-21 |  | 2011-11-02 | Executed
DC |  | Berkeley Farm, LLC |  | Distribution |  |  | Solar | Non-Residential | Unknown | Goldsboro | NC | 0 | Cancelled |  | PEC Carolinas |  | Cancelled | Photovoltaic |  | 4998 | Unknown |  | 2014-10-21 |  | 2014-01-17 | Cancelled
DC | SEMINOLE | B Deliwala |  | Distribution |  | 7.4 | Solar | Residential | 563 W PALM VALLEY DR | OVIEDO | FL | 32765 | Approved | NM-FL Net Metering | FL | 2014-03-06 | Connected | Photovoltaic |  | 6.286 | North Central |  | 2014-09-10 |  |  | Executed
DC | Hamilton | B H E Environmental Inc - NM | 208Y/120 | Distribution | 180 (250 Watt) NuSun Solar NS250-6M | 45 | Solar | Non-Residential | 11733 Chesterdale Rd | Cincinnati | OH | 45246 | Approved | Rider NM - Net Metering Rider - OH | OH/KY | 2012-05-24 | Connected | Photovoltaic |  | 84 | Central | 3-phase | 2012-04-10 |  | 2012-04-10 | Executed
DC | ORANGE | B Miller |  | Distribution |  | 5.1 | Solar | Residential | 3615 SEAGRAPE DR | WINTER PARK | FL | 32792 | Approved | NM-FL Net Metering | FL | 2014-07-28 | Connected | Photovoltaic |  | 4.335 | North Central |  | 2014-09-10 |  |  | Executed
DC | Alamance | Vickie Irby | 120/240 | Distribution | 12 Suniva 265W Panels | 3.18 | Solar | Residential | 2263 Gibsonville Ossipee Rd | Elon | NC | 27244 | Approved | NM-NC Net Metering | Carolinas | 2014-12-17 | Connected | Photovoltaic |  | 2.58 | Northern | Single | 2014-10-23 | 2014-12-16 | 2014-10-23 | Executed
DC | Buncombe | B. V. Hedrick Gravel & Sand Company |  | Distribution |  | 12 | Solar | Non-Residential | 100 Goldview Road | Asheville | NC | 28804 | Approved | Negotiated (NC) | PEC Carolinas | 2012-11-01 | Connected | Photovoltaic |  | 9.6 | Unknown |  | 2014-10-21 |  | 2011-11-04 | Executed
DC | Orange | Veronica G Summers | 120/240 | Distribution | qty 20 - REC 255-PE solar panels | 5.1 | Solar | Residential | 300 Lake Orange Rd | Hillsborough | NC | 27278 | Approved | NM-NC Net Metering | Carolinas | 2015-01-29 | Connected | Photovoltaic |  | 4 | Northern | Single | 2015-01-09 | 2015-01-28 | 2015-01-09 | Executed
DC | Nash | Bailey Farm, LLC |  | Distribution |  | 6498 | Solar | Non-Residential | 9704 Winters Road | Bailey | NC | 27557 | Approved | NC CSP27-Cogeneration and Small Power Producer-Sell All | PEC Carolinas | 2013-11-19 | Connected | Photovoltaic |  | 4950 | Northern |  | 2014-10-21 |  | 2013-02-09 | Executed
DC | wake | Baker Roofing Co | 120/240 | Distribution | QTY 16 Suntech PLUTO240 - Wdm | 3.84 | Solar | Non-Residential | 1400 Morning St | Raleigh | NC | 27603 | Approved | NC NM-Net Metering for Renewable Energy Facilities | PEC Carolinas | 2014-08-18 | Connected | Photovoltaic |  | 5 | Northern | Single | 2014-07-28 |  | 2014-07-28 | Executed
DC | Caldwell | Bernhardt Funiture Company |  | Distribution | Qty 4384 320W SolarWorld Sunmodule 320 Solar Panels | 1403 | Solar | Non-Residential | 1755 Connelly Springs Rd. Plant 4 | Lenoir | NC | 28645 | Pending | PP-N NC - Non-Hydroelectric Qualifying Facilities | Carolinas |  | Pending | Photovoltaic |  | 1104 | Central | 3-phase | 2015-05-12 |  | 2015-05-12 | Open
DC | Wake | Baker Roofing Co |  | Distribution | Qty 132 (235 Watt) Solar Panels | 31.02 | Solar | Non-Residential | 1515 Lake Wheeler Rd. | Raleigh | NC | 27611 | Approved | NC NM-Net Metering for Renewable Energy Facilities | PEC Carolinas | 2012-06-27 | Connected | Photovoltaic |  | 27 | Northern | 3-phase | 2014-10-21 |  | 2012-05-09 | Executed
DC | Spartanburg | Vasily Kapanzhi | 120/240 | Distribution | QTY 48 Canadian 250 Solar Modules | 12 | Solar | Residential | 425 Ferree Rd | Campobello | SC | 29322 | Approved | NM-SC Net Metering | Carolinas | 2014-05-23 | Connected | Photovoltaic |  | 10 | Southern | Single | 2014-05-05 | 2014-05-09 | 2014-05-05 | Executed
DC | Guilford | Vanni Emiliani and Lorenza Ventura | 120/240 | Distribution | 10 SunPower SPR-327NE-WHT-D Solar Panels | 3.27 | Solar | Residential | 130 Duchess Court | Jamestown | NC | 27282 | Approved | NM-NC Net Metering | Carolinas | 2013-12-31 | Connected | Photovoltaic |  | 3 | Northern | Single | 2013-11-25 | 2013-12-27 | 2013-11-25 | Executed
DC | Franklin | Barbara B Pleasants | 120/240 | Distribution |  | 3.24 | Solar | Residential | 1408 Hickory Rock Rd | Louisburg | NC | 27549 | Approved | NC NM-Net Metering for Renewable Energy Facilities | PEC Carolinas | 2015-02-05 | Connected | Photovoltaic |  | 2.49 | Northern | Single | 2014-12-08 |  | 2014-12-08 | Executed
DC | Pinellas | Barbara Barcellona |  | Distribution |  | 4.8 | Solar | Residential | 599 PINE WARBLER WAY S | Palm Harbor | FL | 34683 | Approved | NM-FL Net Metering | FL | 2010-12-07 | Connected | Photovoltaic |  | 4.08 | South Coastal |  | 2014-09-10 |  |  | Executed
DC | Orange | Barbara Roper |  | Distribution |  | 5.04 | Solar | Residential | 12302 Summerport Ln | Windermere | FL | 34786 | Approved | NM-FL Net Metering | FL | 2007-01-23 | Connected | Photovoltaic |  | 4.284 | South Central |  | 2014-09-10 |  |  | Executed
DC | Polk | Barbara Carmody | 120/240 | Distribution | Qty 30 Axitec AC 250W Solar Panels | 7.5 | Solar | Residential | 597 Sienna Dr | Poinciana | FL | 34759 | Approved | NM-FL Net Metering | FL | 2015-04-06 | Connected | Photovoltaic |  | 6.375 | South Central | Single | 2015-03-27 |  | 2015-03-27 | Executed
DC | Citrus | Barbara Cave |  | Distribution |  | 4.68 | Solar | Residential | 6059 N SULTANA TER | Beverly Hills | FL | 34465 | Approved | NM-FL Net Metering | FL | 2010-06-07 | Connected | Photovoltaic |  | 3.978 | North Coastal |  | 2014-09-10 |  |  | Executed
DC | Marion | Barbara Cipolla | 120/240 | Distribution | Qty 24 SolarWorld 250watts, Solar Panels | 6 | Solar | Residential | 8723 SE 130th Loop | Summerfield | FL | 34491 | Approved | NM-FL Net Metering | FL | 2015-04-21 | Connected | Photovoltaic |  | 5.1 | North Coastal | Single | 2015-04-17 |  | 2015-04-17 | Executed
DC | Orange | Barbara Garside |  | Distribution |  | 2.28 | Solar | Residential | 2619 WINDCHIME CT | Orlando | FL | 32857 | Approved | NM-FL Net Metering | FL | 2009-03-07 | Connected | Photovoltaic |  | 1.938 | South Central |  | 2014-09-10 |  |  | Executed
DC | Lake | Barbara Ginney |  | Distribution |  | 10 | Solar | Residential | 20325 SUGAR LOAF MOUNTAIN RD | Clermont | FL | 34711 | Approved | NM-FL Net Metering | FL | 2011-08-02 | Connected | Photovoltaic |  | 8.5 | South Central |  | 2014-09-10 |  |  | Executed
DC | Chatham | Valerie Pruvost | 120/240 | Distribution |  | 2.7 | Solar | Residential | 50300 Governors DR | Chapel Hill | NC | 27517 | Approved | SCG-NC Small Customer Generator Rider | Carolinas | 2011-07-11 | Connected | Photovoltaic |  | 2.7 | Northern | Single | 2011-05-23 |  | 2011-05-23 | Executed
DC | CHATHAM | Barbara J Howard | 120/240 | Distribution | Qty 20: 260 W REC Solar Panels | 5.2 | Solar | Residential | 7880 NC Hwy 751 | Durham | NC | 27713 | Pending | NM-NC Net Metering | PEC Carolinas | 2015-04-13 | Connected | Photovoltaic |  | 5 | Northern | Single | 2015-03-04 |  | 2015-03-04 | Executed
DC | Orange | Barbara Moraseski |  | Distribution |  | 5 | Solar | Residential | 10436 BIG TREE CT | Orlando | FL | 32836 | Approved | NM-FL Net Metering | FL | 2009-06-11 | Connected | Photovoltaic |  | 4.25 | South Central |  | 2014-09-10 |  |  | Executed
DC | Pasco | Barbara Schmitt |  | Distribution |  | 5.06 | Solar | Residential | 1658 PERCHERON DR | Trinity | FL | 34665 | Approved | NM-FL Net Metering | FL | 2010-07-19 | Connected | Photovoltaic |  | 4.301 | South Coastal |  | 2014-09-10 |  |  | Executed
DC | CLERMONT | BETTIE GAYLE KERN | single |  | twenty 175-W Suntech Black Label STP175S-24/Ab-1 solar panels | 3.5 | Solar | Residential | 672 BARG SALT RUN RD | CINCINNATI | OH | 45244 | Approved | Rider NM - Net Metering Rider - OH | OH/KY | 2010-01-08 | Connected | Photovoltaic |  | 3.5 | East | 120/240 |  |  |  | Executed
DC | Pinellas | Barbara Wilson |  | Distribution |  | 5.06 | Solar | Residential | 8335 140TH ST | Largo | FL | 33776 | Approved | NM-FL Net Metering | FL | 2010-03-19 | Connected | Photovoltaic |  | 4.301 | South Coastal |  | 2014-09-10 |  |  | Executed
DC | Pinellas | Barbara Mcclain |  | Distribution |  | 10.18 | Solar | Residential | 610 BOCA CIEGA ISLE | ST PETERSBURG BEACH | FL | 33706 | Approved | NM-FL Net Metering | FL | 2014-07-10 | Connected | Photovoltaic |  | 8.649 | South Coastal |  | 2014-09-10 |  |  | Executed
DC | Hamilton | Barbara Josseron | 120/240 | Distribution | ten 208-W Sharp ND-208-U1 solar panels | 2.08 | Solar | Residential | 716 Myrtle | Terrace Pk | OH | 45174 | Approved | Rider NM - Net Metering Rider - OH | OH/KY | 2014-09-08 | Connected | Photovoltaic |  | 2.5 | Central | Single | 2014-08-29 |  | 2014-08-29 | Executed
DC | BUTLER | BETTY OWENS | single |  | seven 144-W UniSolar PVL-144 solar panels | 1.01 | Solar | Residential | 10054 SPRUCEWOOD LN | CINCINNATI | OH | 45241 | Approved | Rider NM - Net Metering Rider - OH | OH/KY | 2009-07-06 | Connected | Photovoltaic |  | 1.008 | South | 120/240 |  |  |  | Executed
DC | Lake | Barbara Kurowski |  | Distribution |  | 6.16 | Solar | Residential | 173 BALMY COAST RD, SOLAR POWER | Groveland | FL | 34736 | Approved | NM-FL Net Metering | FL | 2012-10-09 | Connected | Photovoltaic |  | 5.236 | South Central |  | 2014-09-10 |  |  | Executed
DC | Pinellas | Barbara Mcdonald |  | Distribution |  | 10.08 | Solar | Residential | 2759 CAMDEN RD | Clearwater | FL | 33759 | Approved | NM-FL Net Metering | FL | 2009-11-12 | Connected | Photovoltaic |  | 8.568 | South Coastal |  | 2014-09-10 |  |  | Executed
DC | Durham | EPA | 13,800Y/7,960 | Transmission |  | 52.9 | Solar | Non-Residential | 109 TW Alexander | Durham | NC | 27708 | Approved | NM-NC Net Metering | Carolinas | 2011-11-09 | Connected | Photovoltaic |  | 52.9 | Northern | 3-phase | 2011-04-07 |  | 2010-05-07 | Executed
DC | HAMILTON | BETTY WARTMAN | single |  | ten 210-W solar panels | 2.1 | Solar | Residential | 3661 BROCKTON DR | CINCINNATI | OH | 45251 | Approved | Rider NM - Net Metering Rider - OH | OH/KY | 2009-11-09 | Connected | Photovoltaic |  | 2.1 | Central | 120/240 |  |  |  | Executed
DC | Monroe | Barbara L Wilcox | 120/240 | Distribution | twenty-four 250-W Mage solar modules | 6 | Solar | Residential | 816 1st ST E | Bloomington | IN | 47401 | Approved | Net Metering - Standard Contract Rider No. 57 | IN | 2013-08-14 | Connected | Photovoltaic |  | 5.7 | Northern | Single | 2013-07-18 |  | 2013-07-18 | Executed
DC | Volusia | Barbara Lovelady |  | Distribution |  | 5.25 | Solar | Residential | 1377 W BLUE SPRINGS AVE | Orange City | FL | 32763 | Approved | NM-FL Net Metering | FL | 2010-07-14 | Connected | Photovoltaic |  | 4.463 | North Central |  | 2014-09-10 |  |  | Executed
DC | LAKE | Barbara Miluzzo |  | Distribution |  | 6.37 | Solar | Residential | 212 CREPE MYRTLE DR, SOLAR POWER | GROVELAND | FL | 34736 | Approved | NM-FL Net Metering | FL | 2014-05-26 | Connected | Photovoltaic |  | 5.415 | South Central |  | 2014-09-10 |  |  | Executed
DC | Pinellas | Barbara P Bailey | 120/240 | Distribution | Renesola | 1.25 | Solar | Residential | 209 24TH AVE S | St. Petersburg | FL | 33705 | Approved | NM-FL Net Metering | FL | 2014-12-26 | Connected | Photovoltaic |  | 1.06 | South Coastal | Single | 2014-12-21 |  | 2014-12-21 | Executed
DC | Wake | Beverly Lincoln | 120/240 |  |  | 2.63 | Solar | Residential | 1416 Wesser Court | Fuquay-Varina | NC | 27526 | Approved | NC CSP-Cogeneration and Small Power Producer-Sell All | PEC Carolinas | 2010-11-11 | Connected | Photovoltaic |  | 2.1 | Northern | Single | 2012-10-18 |  |  | Executed
DC | Volusia | Barbara P Wulchak | 120/240 | Distribution | Canadian Solar | 2.5 | Solar | Residential | 1399 BARREL SPRINGS TRL | Deland | FL | 32720 | Approved | NM-FL Net Metering | FL | 2014-11-13 | Connected | Photovoltaic |  | 2.13 | North Central | Single | 2014-11-10 |  | 2014-11-10 | Executed
DC | Durham | EPA | 13,800Y/7,960 | Transmission |  | 75 | Solar | Non-Residential | 109 TW Alexander | Durham | NC | 27708 |  | NM-NC Net Metering | Carolinas | 2002-04-15 | Connected | Photovoltaic |  | 75 | Northern | 3-phase |  |  |  | Executed
DC | Pinellas | Barbara Page | 120/240 | Distribution | Qty 24 SW Sunmodule Plus 280w & Qty 3 SW285w-Solar Panels | 7.58 | Solar | Residential | 2745 64th Way N. | St Petersburg | FL | 33710 | Approved | NM-FL Net Metering | FL | 2015-03-10 | Connected | Photovoltaic |  | 6.44 | South Coastal | Single | 2015-02-26 |  | 2015-02-26 | Executed
DC | Pinellas | Barbara Repko | 120/240 | Distribution | Qty 20 Canadian 280W Solar Panels | 5.2 | Solar | Residential | 6110 Sweet William Ter | Land O Lakes | FL | 34639 | Approved | NM-FL Net Metering | FL | 2015-04-23 | Connected | Photovoltaic |  | 4.76 | South Coastal | Single | 2015-04-22 |  | 2015-04-22 | Executed
DC | Volusia | Barbara Rose |  | Distribution |  | 6.16 | Solar | Residential | 1380 HAZELDENE MANOR, SOLAR POWER | Deland | FL | 32724 | Approved | NM-FL Net Metering | FL | 2012-08-24 | Connected | Photovoltaic |  | 5.236 | North Central |  | 2014-09-10 |  |  | Executed
DC | Mecklenburg | Bhim Thapa | 120/240 | Distribution | Qty 16 Sunmodule SW250 Solar Panels | 4 | Solar | Residential | 2944 Morning Dr | Charlotte | NC | 28208 | Pending | NM-NC Net Metering | Carolinas |  | Pending | Photovoltaic |  | 3.44 | Central | Single | 2015-03-11 |  | 2015-03-11 | Open
DC | Polk | Barbara Russell |  | Distribution |  | 7.5 | Solar | Residential | 409 MAJESTY DRIVE | DAVENPORT | FL | 33837 | Approved | NM-FL Net Metering | FL | 2013-02-06 | Connected | Photovoltaic |  | 6.375 | South Central |  | 2014-09-10 |  |  | Executed
DC | Durham | EPA | 13,800Y/7,960 | Transmission |  | 30 | Solar | Non-Residential | 109 TW Alexander | Durham | NC | 27708 | Approved | NM-NC Net Metering | Carolinas | 2009-02-19 | Connected | Photovoltaic |  | 30 | Northern | 3-phase | 2011-04-07 |  | 2008-12-02 | Executed
DC | Buncombe | Barbara Sloss | 120/240 | Distribution | QTY: 15 Kyocera KD 250 | 3.75 | Solar | Residential | 5 Wagon Rd. | Asheville | NC | 28805 | Approved | NM-NC Net Metering | PEC Carolinas | 2014-04-10 | Connected | Photovoltaic |  | 3 | Western | Single | 2014-02-18 |  | 2014-02-18 | Executed
DC | Buncombe | Barkley Sexton Energy, LLC |  | Distribution |  | 75 | Solar | Non-Residential | 777 Brevard Road | Asheville | NC | 28806 | Approved | Negotiated (NC) | PEC Carolinas | 2008-11-13 | Connected | Photovoltaic | Jim Barkley Toyota | 60 | Unknown |  | 2014-10-21 |  | 2008-08-25 | Executed
DC | Volusia | Barnabas Lengyel |  | Distribution |  | 3.5 | Solar | Residential | 2181 FIRESIDE RD | Deltona | FL | 32738 | Approved | NM-FL Net Metering | FL | 2010-08-31 | Connected | Photovoltaic |  | 2.975 | North Central |  | 2014-09-10 |  |  | Executed
DC | Mecklenburg | Bill Berger | 120/240 | Distribution | Qty 20 Sunmodule SW 270 W Solar Panels | 5.4 | Solar | Residential | 609 Ebb PL | Charlotte | NC | 28210 | Approved | SCG-NC Small Customer Generator Rider | Carolinas | 2014-06-25 | Cancelled | Photovoltaic |  | 5 | Central | Single | 2014-06-18 | 2014-06-25 | 2014-06-18 | Cancelled
DC | Tippecanoe | Barry C. Harness | 120/240 | Distribution | sixty-four 245-W solar modules | 15.68 | Solar | Residential | 9663 County Road 400 E N | Frankfort | IN | 46041 | Approved | Net Metering - Standard Contract Rider No. 57 | IN | 2013-05-08 | Connected | Photovoltaic |  | 13.76 | Northern | Single | 2013-03-19 |  | 2013-03-19 | Executed
DC | LAKE | Barry Russell |  | Distribution |  | 5 | Solar | Residential | 1323 BASIN ST | NEW TAVARES | FL | 32778 | Approved | NM-FL Net Metering | FL | 2014-02-06 | Connected | Photovoltaic |  | 4.25 | North Central |  | 2014-09-10 |  |  | Executed
DC | Buncombe | Bill Reed | 120/240 |  |  | 7.5 | Solar | Residential | 210 Sundance Road | Weaverville | NC | 28787 | Approved | NC CSP-Cogeneration and Small Power Producer-Sell All | PEC Carolinas | 2010-11-18 | Connected | Photovoltaic |  | 6 | Western | Single | 2012-10-18 |  |  | Executed
DC | Brown | Bill Todd | 120/240 | Distribution | thirty-six 275-W LG Mono X LG275S1C-B3 solar panels | 9.9 | Solar | Residential | 6249 Justins Ridge Rd | Nashville | IN | 47448 | Pending | Net Metering - Standard Contract Rider No. 57 | IN |  | Pending | Photovoltaic |  | 8 | Southern | Single | 2015-06-16 |  | 2015-06-16 | Open
DC | Durham | EPA | 13,800Y/7,960 | Transmission | Uni-Solar Power Bond PVL-144 | 53.86 | Solar | Non-Residential | 109 T.W. Alexander Dr. | Durham | NC | 27711 | Approved | NM-NC Net Metering | Carolinas | 2011-10-24 | Connected | Photovoltaic |  | 50 | Northern | 3-phase | 2011-09-13 |  | 2011-10-26 | Executed
DC | Gaston | Billy Sutton | 120/240 | Distribution | Qty 6 ReneSola 250W Solar Panels | 1.5 | Solar | Residential | 4413 Bedfordshire Dr. | Gastonia | NC | 28056 | Approved | NM-NC Net Metering | Carolinas |  | Pending Meter Set | Photovoltaic |  | 1.29 | Central | Single | 2015-02-27 | 2015-03-27 | 2015-02-27 | Open
DC | Durham | Urban Ministries of Durham, Inc | 208Y/120 | Distribution | 20 (250 Watt) Suniva OPT250-60-4-100 Solar Modules | 5 | Solar | Non-Residential | 410 Liberty St | Durham | NC | 27701 | Approved | PP-N NC - Non-Hydroelectric Qualifying Facilities | Carolinas | 2012-05-23 | Connected | Photovoltaic | Urban Ministries PV Installation | 4 | Northern | 3-phase | 2012-04-10 |  | 2012-04-10 | Executed
DC | Pinellas | Barry Michael |  | Distribution |  | 10 | Solar | Residential | 718 CATTAIL CT NE | St Petersburg | FL | 33703 | Approved | NM-FL Net Metering | FL | 2013-01-24 | Connected | Photovoltaic |  | 8.5 | South Coastal |  | 2014-09-10 |  |  | Executed
DC | Buncombe | Biltmore Park Neo, LLC |  |  |  | 3.13 | Solar | Non-Residential | 103 Orchard Rd | Asheville | NC | 28803 | Approved | NC NM-Net Metering for Renewable Energy Facilities | PEC Carolinas | 2012-10-10 | Connected | Photovoltaic |  | 2.5 | Northern |  | 2012-10-18 |  |  | Executed
DC | Davidson | Bingham 2 Farm, LLC |  | Distribution | 12660 Canadian Solar CS6X-300P Modules | 6498 | Solar | Non-Residential | 200 Leggett Road | Linwood | NC | 27299 | Cancelled | PP-N NC - Non-Hydroelectric Qualifying Facilities | Carolinas |  | Cancelled | Photovoltaic |  | 4500 | Northern | 3-phase | 2013-05-28 |  | 2013-05-28 | Cancelled
DC | Davidson | Bingham Farm, LLC |  | Distribution | 21660 Canadian Solar CS6X-300P Modules | 6498 | Solar | Non-Residential | 5306 N Carolina 8 | Lexington | NC | 27292 | Cancelled | PP-N NC - Non-Hydroelectric Qualifying Facilities | Carolinas |  | Cancelled | Photovoltaic |  | 4500 | Northern | 3-phase | 2013-05-28 |  | 2013-05-28 | Cancelled
DC | Orange | Binks Solar, LLC |  | Distribution | 17424 Trina TSM-285 PA14 PV module | 4965.84 | Solar | Non-Residential | 5609 Cascade Dr | Chapel Hill | NC | 27514 | Cancelled | PP-N NC - Non-Hydroelectric Qualifying Facilities | Carolinas |  | Cancelled | Photovoltaic |  | 4000 | Northern | 3-phase | 2013-03-18 |  | 2013-03-18 | Cancelled
DC | Greenville | Upstate Forever - NM | 120/240 | Distribution |  | 1.8 | Solar | Non-Residential | 507 Pettigru St | Greenville | SC | 29601 | Approved | NM-SC Net Metering | Carolinas | 2008-11-10 | Connected | Photovoltaic |  | 1.8 | Southern | Single | 2011-04-07 |  | 2008-10-15 | Executed
DC | Pinellas | Barton Amey |  | Distribution |  | 10.4 | Solar | Residential | 2055 AARON PL | CLEARWATER | FL | 33760 | Approved | NM-FL Net Metering | FL | 2013-10-02 | Connected | Photovoltaic |  | 8.84 | South Coastal |  | 2014-09-10 |  |  | Executed
DC | Buncombe | BioWheels Asheville, Inc. - Charlotte St | 120/240 |  |  | 4.88 | Solar | Non-Residential | 161 Charlotte St S | Asheville | NC | 28801 | Approved | NC CSP-Cogeneration and Small Power Producer-Sell All | PEC Carolinas | 2011-12-09 | Connected | Photovoltaic |  | 3.9 | Western | Single | 2012-10-18 |  |  | Executed
DC | BUNCOMBE | BioWheels Asheville, Inc. - Coxe Ave | 120/240 |  |  | 3 | Solar | Non-Residential | 81 Coxe Ave #A | Asheville | NC | 28801 | Approved | NC CSP-Cogeneration and Small Power Producer-Sell All | PEC Carolinas | 2012-01-24 | Connected | Photovoltaic |  | 2.4 | Western | Single | 2012-10-18 |  |  | Executed
DC | Buncombe | BioWheels Asheville, Inc. - New Leicester | 120/240 |  |  | 4.88 | Solar | Non-Residential | 339 New Leicester Hwy | Asheville | NC | 28806 | Approved | NC CSP-Cogeneration and Small Power Producer-Sell All | PEC Carolinas | 2012-01-24 | Connected | Photovoltaic |  | 3.9 | Western | Single | 2012-10-18 |  |  | Executed
DC | Buncombe | BioWheels Asheville, Inc. - University Heights | 120/240 |  |  | 1.75 | Solar | Non-Residential | 1 University Heights Pl | Asheville | NC | 28804 | Approved | NC CSP-Cogeneration and Small Power Producer-Sell All | PEC Carolinas | 2012-02-10 | Connected | Photovoltaic |  | 1.4 | Western | Single | 2012-10-18 |  |  | Executed
DC | Durham | United Therapeutics Corporation - NM |  | Distribution | 504 (225 Watt) Sanyo HIT Power A Solar Panels | 113.4 | Solar | Non-Residential | 55 T W Alexander Dr | RTP | NC | 27709 | Approved | NM-NC Net Metering | Carolinas | 2012-09-11 | Connected | Photovoltaic |  | 112 | Northern | Single | 2012-06-05 | 2012-09-05 | 2012-06-05 | Executed
DC | Lee | Bishopville Solar |  | Transmission | Qty 93333 300W Canadian Solar CS6X-300P Solar Panels | 27999.9 | Solar | Non-Residential | Wisacky Hwy | Bishopville | SC | 29010 | Pending |  | PEC Carolinas |  | Pending | Photovoltaic |  | 20000 | Unknown | 3-phase | 2015-05-28 |  | 2015-05-28 | Open
DC |  | Bissett Farm, LLC |  | Distribution | Canadian Solar, CS6X Qty-21,660 |  | Solar | Non-Residential | Unknown | Spring Hope | NC | 0 | Cancelled |  | PEC Carolinas |  | Pending | Photovoltaic |  | 4998 | Northern |  | 2014-10-21 |  | 2013-12-18 | Cancelled
DC | Johnston | Bizzell Church Solar 1 |  | Distribution |  |  | Solar | Non-Residential | Unknown | Selma | NC | 27576 | Approved |  | PEC Carolinas |  | Pending IA | Photovoltaic |  | 4998 | Unknown |  | 2014-10-21 |  | 2014-08-14 | Open
DC | Johnston | Bizzell Church Solar 2 |  | Distribution |  |  | Solar | Non-Residential | Unknown | Selma | NC | 27576 | Approved |  | PEC Carolinas |  | Pending | Photovoltaic |  | 4998 | Unknown |  | 2014-10-21 |  | 2014-08-14 | Open
DC | Johnston | Bizzell Church Solar 3 |  | Distribution |  |  | Solar | Non-Residential | Unknown | Selma | NC | 27576 | Approved |  | PEC Carolinas |  | Pending | Photovoltaic |  | 4998 | Unknown |  | 2014-10-21 |  | 2014-08-14 | Open
DC | Wake | Battye Solar |  | Distribution |  | 25 | Solar | Non-Residential | 2420 Reliance Ave | Apex | NC | 27502 | Approved | Negotiated (NC) | PEC Carolinas | 2010-07-15 | Connected | Photovoltaic | Tool Time Electric | 20 | Unknown |  | 2014-10-21 |  | 2010-06-12 | Executed
DC | Johnston | Bayer CropScience |  | Distribution |  | 23 | Solar | Non-Residential | 981 NC Highway 42 East | Clayton | NC | 27520 | Approved | Negotiated (NC) | PEC Carolinas | 2010-07-16 | Connected | Photovoltaic | Bayer Training Center | 17.48 | Unknown |  | 2014-10-21 |  | 2009-12-22 | Executed
DC | Buncombe | Black Mountain Books LLC | 120/240 |  |  | 4 | Solar | Non-Residential | 103 Cherry Street | Black Mountain | NC | 28711 | Approved | NC CSP-Cogeneration and Small Power Producer-Sell All | PEC Carolinas | 2008-05-29 | Connected | Photovoltaic |  | 3.2 | Western | Single | 2012-10-18 |  |  | Executed
DC | Durham | United Therapeutics Corporation - NM |  | Distribution |  | 51.6 | Solar | Non-Residential | 55 T W Alexander Dr | RTP | NC | 27709 | Approved | NM-NC Net Metering | Carolinas | 2009-02-23 | Connected | Photovoltaic |  | 51 | Northern | 3-phase | 2011-04-07 |  | 2008-08-25 | Executed
DC | Iredell | Blackberry Creek Family Partners, LLC |  | Distribution | QTY 4180 Utility 310 Watt Solar Modules | 1295.8 | Solar | Non-Residential | 3001 South Chipley Ford Road | Stateville | NC | 28625 | Pending | PP-N NC - Non-Hydroelectric Qualifying Facilities | Carolinas |  | Pending | Photovoltaic |  | 1000 | Northern | 3-phase | 2015-01-09 |  | 2015-01-09 | Open
DC |  | Blackman Solar LLC |  | Distribution |  |  | Solar | Non-Residential | Unknown | Smithfield | NC | 0 | Cancelled |  | PEC Carolinas |  | Cancelled | Photovoltaic |  | 5000 | Unknown |  | 2014-10-21 |  | 2013-05-06 | Cancelled
DC | Bladen | Bladenboro Farm 2 LLC |  | Distribution | Qty 70,000 First Solar Series 3 Black Plus PV Module 100KW | 7000 | Solar | Non-Residential | 590 Forrest Dr. | Bladenboro | NC | 28320 | Pending |  | PEC Carolinas |  | Pending | Photovoltaic |  | 4800 | Unknown | 3-phase | 2015-02-04 |  | 2015-02-04 | Open
DC |  | Bladenboro Farm 2 LLC |  | Distribution |  |  | Solar | Non-Residential | 415 W. Bladen Street | Bladenboro | NC | 27517 | Cancelled |  | PEC Carolinas |  | Cancelled | Photovoltaic |  | 4950 | Eastern |  | 2014-10-21 |  | 2013-08-28 | Cancelled
DC | Pasco | Bayonet Pt Area Housing Inc, Dba Green Casle Of Bp |  | Distribution |  | 49.2 | Solar | Non-Residential | 11722 LA MADERA BLVD *HSE | Port Richey | FL | 34668 | Approved | NM-FL Net Metering | FL | 2011-05-10 | Connected | Photovoltaic |  | 41.82 | South Coastal |  | 2014-09-10 |  |  | Executed
DC |  | Bladenboro Farm, LLC |  | Distribution |  |  | Solar | Non-Residential | Unknown | Bladenboro | NC | 28320 | Cancelled |  | PEC Carolinas |  | Cancelled | Photovoltaic |  | 20000 | Unknown |  | 2014-10-21 |  | 2012-10-24 | Cancelled
DC | Bladen | Bladenboro Solar, LLC |  | Distribution |  | 6730 | Solar | Non-Residential | 24 Clyde King Drive | Greensboro | NC | 28320 | Approved | NC CSP29-Cogeneration and Small Power Producer-Sell All | PEC Carolinas | 2014-11-01 | Pending IA | Photovoltaic |  | 5000 | Unknown | 3-phase | 2014-10-21 |  | 2013-04-21 | Open
DC | Pinellas | Blain Enderle |  | Distribution |  | 2.1 | Solar | Residential | 103 N Hercules Ave | Clearwater | FL | 33765 | Cancelled | NM-FL Net Metering | FL | 2008-07-18 | Cancelled | Photovoltaic |  | 1.785 | South Coastal |  | 2014-09-10 |  |  | Cancelled
DC | Rowan | Blair A Sprinkle | 120/240 | Distribution | Qty 10 Renesola Virtus II 250W Solar Panles | 2.5 | Solar | Residential | 1850 N NC Highway 153 | China Grove | NC | 28023 | Pending | NM-NC Net Metering | Carolinas |  | Pending | Photovoltaic |  | 2.15 | Central | Single | 2015-04-27 | 2015-06-05 | 2015-04-27 | Open
DC | Durham | United Therapeutics Corporation | 12,470Y/7,200 | Distribution | QTY: 11,856 SunPower 327w | 3876 | Solar | Non-Residential | 3030 E Cornwallis Rd. | RTP | NC | 27709 | Approved | PP-N NC - Non-Hydroelectric Qualifying Facilities | Carolinas | 2014-10-27 | Connected | Photovoltaic |  | 3000 | Northern | 3-phase | 2013-12-30 | 2014-11-03 | 2013-12-30 | Executed
DC | Pinellas | Beau Wallace | 120/240 | Distribution | Qty 29 Solar World 250W Solar Panels | 7.25 | Solar | Residential | 1514 Sadlon Ave | Clearwater | FL | 33756 | Approved | NM-FL Net Metering | FL | 2015-06-02 | Connected | Photovoltaic |  | 6.163 | South Coastal | Single | 2015-05-29 |  | 2015-05-29 | Executed
DC | Gibson | Beckley Farms Inc | 120/240 | Distribution | one hundred sixteen Sunmoule 250W solar modules | 29 | Solar | Non-Residential | DIR RR 3 Box 190 | Oakland City | IN | 47660 | Approved | Net Metering - Standard Contract Rider No. 57 | IN | 2014-06-03 | Connected | Photovoltaic |  | 24.94 | Southern | Single | 2014-04-22 |  | 2014-04-22 | Executed
DC | Johnston | Beckton, Dickinson & Company |  | Distribution |  | 997 | Solar | Non-Residential | 130 Four Oaks Pkwy | Four Oaks | NC | 27524 | Approved | NC NM-Net Metering for Renewable Energy Facilities | PEC Carolinas | 2011-12-21 | Connected | Photovoltaic |  | 798 | Unknown |  | 2014-10-21 |  | 2011-08-09 | Executed
DC | HIGHLANDS | Becky Jordan |  | Distribution |  | 10 | Solar | Residential | 604 N LAKE VERONA BLVD | AVON PARK | FL | 33825 | Approved | NM-FL Net Metering | FL | 2013-09-04 | Connected | Photovoltaic |  | 8.5 | South Central |  | 2014-09-10 |  |  | Executed
DC | KENTON | BLEU B PELLMAN | 120/240 |  | six 175-W SunTech STP175S-24/Ab-1 solar panels | 1.05 | Solar | Residential | 212 8TH E | COVINGTON | KY | 41011 | Approved | Rider NM - Net Metering Rider - KY | OH/KY | 2010-10-20 | Connected | Photovoltaic |  | 1.05 | North | Single |  |  |  | Executed
DC | MONROE | BLOOMING FOODS |  |  | twenty 220-W REC solar panels | 4.4 | Solar | Non-Residential | 316 6TH ST W | BLOOMINGTON | IN | 47404 | Approved | Net Metering - Standard Contract Rider No. 57 | IN | 2010-05-23 | Connected | Photovoltaic |  | 4 | Soutwest | 3 phase |  |  |  | Executed
DC | MONROE | BLOOMINGTON FRIENDS MEETING | 120/240 |  | three 220-W REC SCM220 solar panels | 0.66 | Solar | Non-Residential | 3368 MOORES PIKE E | BLOOMINGTON | IN | 47401 | Approved | Net Metering - Standard Contract Rider No. 57 | IN | 2009-09-24 | Connected | Photovoltaic |  | 0.63 | Soutwest | Single |  |  |  | Executed
DC | Buncombe | Becky Martin | 120/240 | Distribution | qty 32 Solar World SW240 | 6.9 | Solar | Residential | 155 Mount Carmel Rd | Asheville | NC | 28806 | Approved | NC NM-Net Metering for Renewable Energy Facilities | PEC Carolinas | 2014-01-14 | Connected | Photovoltaic |  | 6.88 | Western | Single | 2013-11-08 |  | 2013-11-08 | Executed
DC | LAKE | Becky Rhodes |  | Distribution |  | 10.07 | Solar | Residential | 2986 LAKE WOODWARD DR | EUSTIS | FL | 32726 | Approved | NM-FL Net Metering | FL | 2014-03-06 | Connected | Photovoltaic |  | 8.56 | North Central |  | 2014-09-10 |  |  | Executed
DC | Vance | Blue Bird Solar LLC |  | Distribution | 17,784 JA Solar JAP6-72-310 Panels |  | Solar | Non-Residential | 900 Mabry Mill Rd. | Henderson | NC | 27537 | On Hold |  | PEC Carolinas |  | Pending | Photovoltaic |  | 4500 | Northern |  | 2015-02-06 |  | 2015-02-06 | Open
DC | Wake | Blue Bright Ventures, LLC | 208Y/120 | Distribution | QTY 72 Cell Utility Modules | 97.5 | Solar | Non-Residential | 3716 Erwin Rd | Durham | NC | 27705 | Pending | PP-N NC - Non-Hydroelectric Qualifying Facilities | Carolinas |  | Pending | Photovoltaic |  | 84 | Northern | Single | 2014-11-04 |  | 2014-11-04 | Open
DC | Wayne | Blueberry One, LLC |  | Distribution | REC240EP Qty- 25,000 |  | Solar | Non-Residential | 3244 Old Granthan Road | Grantham | NC | 27530 | Approved | NC CSP29-Cogeneration and Small Power Producer-Sell All | PEC Carolinas |  | Pending IA | Photovoltaic |  | 5000 | Unknown |  | 2014-10-21 |  | 2013-10-18 | Open
DC | Gastonia | Blum, INC- NM | 480Y/277 | Distribution | Qty 5,850 (315 Watt) SolarWorld Sunmodule SW315 Solar Panels | 1842.75 | Solar | Non-Residential | 7733 Old Plank Rd | Stanley | NC | 28164 | Pending | PP-N NC - Non-Hydroelectric Qualifying Facilities | Carolinas |  | Pending | Photovoltaic |  | 1560 | Central | 3-phase | 2015-04-10 |  | 2015-04-10 | Open
AC | Wilkes | Ronnie B. Powers - NM | 12,470Y/7,200 | Transmission |  | 200 | Hydroelectric | Non-Residential | 2015 River/Liberty Grove Ch Rd | Wilkesboro | NC | 28655 | Approved | PP-H NC - Hydroelectric Qualifying Facilities | Carolinas | 1996-12-04 | Connected | Other | Sharpes Falls Hydro Facility | 200 | Northern | 3-phase |  |  |  | Executed
DC | Robeson | BNB Campbell Renewables, LLC |  | Distribution |  |  | Solar | Non-Residential | Unknown | Maxton | NC | 28364 | Approved |  | PEC Carolinas |  | Pending | Photovoltaic |  | 4500 | Unknown |  | 2014-10-21 |  | 2013-09-12 | Open
DC | Robeson | Bo Biggs Solar LLC |  | Distribution | Qty 21,660 Canadian Solar CS6X | 6498 | Solar | Non-Residential | Beulah Church Rd | Lumberton | NC | 28358 | Pending |  | PEC Carolinas |  | Pending | Photovoltaic |  | 4800 | Unknown | 3-phase | 2014-12-22 |  | 2014-12-22 | Open
DC | Volusia | Becky S Baldwin | 120/240 | Distribution | Canadian | 11.5 | Solar | Residential | 495 MERCERS FERNERY RD | Deland | FL | 32720 | Approved | NM-FL Net Metering | FL | 2014-12-10 | Connected | Photovoltaic |  | 9.78 | North Central | Single | 2014-12-15 |  | 2014-12-15 | Executed
DC |  | Boathouse Solar, LLC |  | Distribution |  |  | Solar | Non-Residential | Unknown | Beaufort | NC | 0 | Cancelled |  | PEC Carolinas |  | Cancelled | Photovoltaic |  | 333 | Unknown |  | 2014-10-21 |  | 2012-06-19 | Cancelled
DC | Yadkin | Unifi, Inc. | 12,470Y/7,200 | Distribution |  | 1020 | Solar | Non-Residential | 1032 Unifi Industrial Road | Yadkinville | NC | 27055 | Approved | PP-N NC - Non-Hydroelectric Qualifying Facilities | Carolinas | 2015-05-27 | Connected | Photovoltaic |  | 750 | Northern | 3-phase | 2014-07-21 |  | 2014-07-21 | Executed
DC | Guilford | UNC Greensboro | 120/240 | Distribution | 12 260W S79U260 Aleo Solar Modules | 3.12 | Solar | Non-Residential | UNCG Field Turf Maintenance Building- West Drive | Greensboro | NC | 27402 | Approved | NM-NC Net Metering | Carolinas | 2013-07-16 | Connected | Photovoltaic |  | 3 | Northern | Single | 2013-05-29 | 2013-07-15 | 2013-05-29 | Executed
DC | Wake | Bob Harris | 120/240 |  |  | 4.88 | Solar | Residential | 3313 Chaswold Court | Apex | NC | 27502 | Approved | NC CSP-Cogeneration and Small Power Producer-Sell All | PEC Carolinas | 2011-01-17 | Connected | Photovoltaic |  | 3.9 | Northern | Single | 2012-10-18 |  |  | Executed
DC | Orange | UNC Chapel Hill Electric Dist. Systems - NM |  | Transmission |  | 14 | Solar | Non-Residential | 112 Airport Dr, CB 1856 | Chapel Hill | NC | 27514 | Approved | NM-NC Net Metering | Carolinas | 2010-11-02 | Connected | Photovoltaic |  | 20 | Northern | Single | 2011-04-07 |  | 2010-10-28 | Executed
DC | Moore | Bella Filati, LLC | 120/240 | Distribution |  | 3.75 | Solar | Non-Residential | 277 NE Broad Street | Southern Pines | NC | 28387 | Approved | NC NM-Net Metering for Renewable Energy Facilities | PEC Carolinas | 2010-12-16 | Connected | Photovoltaic |  | 3 | Southern | Single | 2012-10-18 |  |  | Executed
DC | Lincoln | Bobby Eugene Beam | 120/240 | Distribution | Qty 6 ReneSola 250W - Solar Panels | 1.5 | Solar | Residential | 1019 Park Circle | Lincolnton | NC | 28092 | Pending | NM-NC Net Metering | Carolinas |  | Pending | Photovoltaic |  | 1.35 | Central | Single | 2015-03-09 |  | 2015-03-09 | Open
DC | Union | Ulrich Gatterer | 120/240 | Distribution | Qty 14 (260 Watt) LG260S1C-G3 | 3.64 | Solar | Residential | 4917 Lawyers Road East | Wingate | NC | 28174 | Approved | NM-NC Net Metering | Carolinas | 2013-12-09 | Connected | Photovoltaic |  | 9.03 | Central | Single | 2013-10-29 | 2013-12-09 | 2013-10-29 | Executed
DC | Franklin | Ben Michael Ihrie | 120/240 | Distribution | Qty 24 (255 Watt) Canadian Solar 255 Solar Panels | 6.12 | Solar | Residential | 1918 E River Rd | Louisburg | NC | 27549 | Approved | NC NM-Net Metering for Renewable Energy Facilities | PEC Carolinas | 2014-12-30 | Connected | Photovoltaic |  | 4.71 | Northern | Single | 2014-11-03 |  | 2014-11-03 | Executed
DC | Orange | Ben Neri | 120/240 | Distribution |  | 5 | Solar | Residential | 4706 Eaglesham Dr | Orlando | FL | 32826 |  | NM-FL Net Metering | FL | 2014-09-02 | Connected | Photovoltaic |  | 4.25 | North Central | Single |  |  |  | Executed
DC | Granville | Bode Oxford Farm, LLC |  | Distribution |  |  | Solar | Non-Residential | Unknown | Oxford | NC | 27565 | Cancelled |  | PEC Carolinas |  | Cancelled | Photovoltaic |  | 4998 | Unknown |  | 2014-10-21 |  | 2014-03-13 | Cancelled
DC |  | Body Shop - Manheim Remarketing Inc. |  | Distribution |  |  | Solar | Non-Residential | Unknown | Kenly | NC | 0 | Cancelled |  | PEC Carolinas |  | Cancelled | Photovoltaic |  | 137 | Unknown |  | 2014-10-21 |  | 2013-09-20 | Cancelled
DC | Highlands | Ben Payne |  | Distribution |  | 9.92 | Solar | Residential | 125 OAK KNOLLS CIR | SEBRING | FL | 33876 | Approved | NM-FL Net Metering | FL | 2013-01-02 | Connected | Photovoltaic |  | 8.432 | South Central |  | 2014-09-10 |  |  | Executed
DC |  | Bolton Farm, LLC |  | Distribution |  |  | Solar | Non-Residential | Airport Road | Warrenton | NC | 27589 | Cancelled |  | PEC Carolinas |  | Cancelled | Photovoltaic |  | 20000 | Unknown |  | 2014-10-21 |  | 2012-10-24 | Cancelled
DC | Orange | Benas Vaiciunas |  | Distribution |  | 4.8 | Solar | Residential | 587 HOME GROVE DR | WINTER GARDEN | FL | 34787 | Approved | NM-FL Net Metering | FL | 2013-01-23 | Connected | Photovoltaic |  | 4.08 | South Central |  | 2014-09-10 |  |  | Executed
DC | Buncombe | Benefits Brewing Inc |  | Distribution | 16 Candian Solar CS6P 240Watt Solar Modules | 3.84 | Solar | Non-Residential | 101 Fairview Rd #D | Asheville | NC | 28803 | Approved | NC NM-Net Metering for Renewable Energy Facilities | PEC Carolinas | 2013-02-18 | Connected | Photovoltaic |  | 3.072 | Western |  | 2013-01-08 |  | 2013-01-08 | Executed
DC | Mitchell | Benjamin Espada | 120/240 | Distribution |  | 1.25 | Solar | Residential | 52 Waterside Loop | Spruce Pine | NC | 28777 | Approved | NC NM-Net Metering for Renewable Energy Facilities | PEC Carolinas | 2011-12-22 | Connected | Photovoltaic |  | 1 | Western | Single | 2012-10-18 |  |  | Executed
DC | Mecklenburg | U.S. National Whitewater Center - NM |  | Distribution |  | 4.8 | Solar | Non-Residential | 820 Hawfield Rd | Charlotte | NC | 28214 | Approved | SCG-NC Small Customer Generator Rider | Carolinas | 2009-10-27 | Connected | Photovoltaic |  | 4.8 | Central | 3-phase | 2011-04-07 |  | 2009-05-19 | Executed
DC | Kenton | Benjamin Macke | 120/240 | Distribution | sixteen 327W SunPower solar panels | 5.23 | Solar | Residential | 9 Silver Avenue | Ft Mitchell | KY | 41017 | Approved | Rider NM - Net Metering Rider - KY | OH/KY | 2012-10-09 | Connected | Photovoltaic |  | 5 | North | Single | 2012-09-26 |  | 2012-09-26 | Executed
DC | BUTLER | BONNIE & RALPH KINDLER | single |  | twenty 175-W Suntech Black Label STP175S-24/Ab-1 solar panels | 3.5 | Solar | Residential | 158 WINSTON LN | MONROE | OH | 45050 | Approved | Rider NM - Net Metering Rider - OH | OH/KY | 2009-10-09 | Connected | Photovoltaic |  | 3.5 | South | 120/240 |  |  |  | Executed
DC | Pinellas | Benjamin Phillips | 120/240 | Distribution | Qty 42 FP-15-0113A 280W Solar Panels | 11.76 | Solar | Residential | 3330 Lake Shore Ln | Clearwater | FL | 33761 | Approved | NM-FL Net Metering | FL | 2015-04-07 | Connected | Photovoltaic |  | 9.996 | South Coastal | Single | 2015-03-24 |  | 2015-03-24 | Executed
DC | Hamilton | Benjamin R Cox | 120/240 | Distribution | sixteen 250-W HiS-M250MG solar panels | 4 | Solar | Residential | 15059 196th St E | Noblesville | IN | 46060 | Approved | Net Metering - Standard Contract Rider No. 57 | IN | 2015-03-20 | Connected | Photovoltaic |  | 4 | Northern | Single | 2015-03-03 |  | 2015-03-03 | Executed
DC | York | Tyco Electronics Corporation | 120/240 | Distribution |  | 8.09 | Solar | Non-Residential | 200 Interconnect Drive Unit 284 | Rock Hill | SC | 29730 | Approved | NM-SC Net Metering | Carolinas | 2011-12-05 | Connected | Photovoltaic |  | 8.09 | Central | Single | 2011-10-11 |  | 2011-10-11 | Executed
DC | Catawba | Two Lines Farm, LLC | 12,470Y/7,200 | Distribution | 26,000 (245 Watt) Hanwha | 6517 | Solar | Non-Residential | 3523 Zion Church Road | Hickory | NC | 28602 | Approved | PP-N NC - Non-Hydroelectric Qualifying Facilities | Carolinas | 2013-03-26 | Connected | Photovoltaic | Two Lines Farm PV Installation | 5000 | Central | 3-phase | 2012-04-03 |  | 2012-04-03 | Executed
DC | LAKE | Benny Justice |  | Distribution |  | 8.64 | Solar | Residential | 369 SALT MARSH LN, SOLAR PWR | GROVELAND | FL | 34736 | Approved | NM-FL Net Metering | FL | 2013-07-16 | Connected | Photovoltaic |  | 7.344 | South Central |  | 2014-09-10 |  |  | Executed
DC | Pinellas | Benton Heles | 120/240 | Distribution | Renesola | 1 | Solar | Residential | 187 87TH AVE N | St. Petersburg | FL | 33702 | Approved | NM-FL Net Metering | FL | 2014-12-02 | Connected | Photovoltaic |  | 0.85 | South Coastal | Single | 2014-11-20 |  | 2014-11-20 | Executed
DC | Nash | Bonnie Solar LLC |  | Distribution | Qty 22,344 JA Solar JP6 72-310/3BB | 6926.64 | Solar | Non-Residential | 9901 Main Street | Castalia | NC | 27816 | On Hold |  | PEC Carolinas |  | Pending | Photovoltaic |  | 5010 | Unknown | 3-phase | 2015-01-27 |  | 2015-01-27 | Open
DC | Pinellas | Berc Sarafian |  | Distribution |  | 3.75 | Solar | Residential | 408 22ND ST | BELLEAIR BCH | FL | 33786 | Approved | NM-FL Net Metering | FL | 2014-06-06 | Connected | Photovoltaic |  | 3.188 | South Coastal |  | 2014-09-10 |  |  | Executed
DC | Buncombe | Boone Guyton #1 |  |  | 14 Suniva 270 Watt Solar Modules | 3.78 | Solar | Non-Residential | 90 Bryants St | Asheville | NC | 28806 | Approved | NC CSP-Cogeneration and Small Power Producer-Sell All | PEC Carolinas | 2013-05-03 | Connected | Photovoltaic |  | 3.024 | Western |  | 2012-12-20 |  | 2012-12-20 | Executed
DC | Buncombe | Boone Guyton | 120/240 |  |  | 3.64 | Solar | Residential | 85 Laughing Crow Road | Alexander | NC | 28701 | Approved | NC CSP-Cogeneration and Small Power Producer-Sell All | PEC Carolinas | 2010-02-23 | Connected | Photovoltaic |  | 2.91 | Western | Single | 2012-10-18 |  |  | Executed
DC | Buncombe | Boone Guyton | 120/240 |  |  | 3.64 | Solar | Residential | 85 Laughing Crow Road | Alexander | NC | 28701 | Approved | NC NM-Net Metering for Renewable Energy Facilities | PEC Carolinas | 2015-04-10 | Connected | Photovoltaic |  | 2.91 | Western | Single | 2015-01-07 |  | 2015-01-07 | Executed
DC | Buncombe | Borg Warner Turbo Systems, LLC (NM) |  | Distribution |  |  | Solar | Non-Residential | Unknown | Arden | NC | 28704 | Approved |  | PEC Carolinas |  | Pending IA | Photovoltaic |  | 440 | Unknown |  | 2014-10-21 |  | 2012-10-26 | Open
DC | Mecklenburg | TWC Administration LLC | 480Y/277 | Distribution | Qty 2080 Suniva OPT-270-60-4-100 | 561.6 | Solar | Non-Residential | 8730 Green Ridge Drive | Charlotte | NC | 28217 | Approved | PP-N NC - Non-Hydroelectric Qualifying Facilities | Carolinas | 2014-12-18 | Connected | Photovoltaic |  | 480 | Central | 3-phase | 2014-08-14 |  | 2014-08-14 | Executed
DC | Cumberland | Boykin PV1 - Ecoplexus |  | Distribution | Renesola JC300M-24/Ab |  | Solar | Non-Residential | Unknown | Wade | NC | 28395 | Approved |  | PEC Carolinas |  | Pending | Photovoltaic |  | 17000 | Eastern | 3-phase | 2014-10-21 |  | 2013-10-16 | Open
DC | WARREN | BP-AMOCO |  |  | five hundred twenty 45-W BP Solar panels | 23.4 | Solar | Non-Residential | 5591 KINGS MILL RD | MASON | OH | 45040 | Approved | Rider NM - Net Metering Rider - OH | OH/KY | 2002-03-22 | Connected | Photovoltiac |  | 20 | North | 3 phase |  |  |  | Executed
DC | Mecklenburg | Tung Nguyen | 120/240 | Distribution | Qty 6 Solar Virtus II Module 250W Solar Panels | 1.5 | Solar | Residential | 9708 Needlepoint Rd | Charlotte | NC | 28215 | Approved | NM-NC Net Metering | Carolinas | 2015-05-08 | Connected | Photovoltaic |  | 1.5 | Central | Single | 2015-01-07 | 2015-05-06 | 2015-01-07 | Executed
DC | Volusia | Bernadette Donnelly |  | Distribution |  | 4.84 | Solar | Residential | 145 SYCAMORE DR | Debary | FL | 32713 | Approved | NM-FL Net Metering | FL | 2010-06-30 | Connected | Photovoltaic |  | 4.114 | North Central |  | 2014-09-10 |  |  | Executed
DC | Lake | Bernadette Harwood | 120/240 | Distribution |  | 6.5 | Solar | Residential | 109 SALT MARSH LN | Groveland | FL | 34736 | Approved | NM-FL Net Metering | FL | 2014-10-16 | Connected | Photovoltaic |  | 5.52 | South Central | Single | 2014-10-14 |  | 2014-10-14 | Executed
DC | McDowell | Bradford B Owen Jr | 120/240 | Distribution |  | 7.54 | Solar | Residential | 555 Guy Rd | Old Fort | NC | 28762 | Pending | NM-NC Net Metering | Carolinas |  | Pending | Photovoltaic |  |  | Central | Single | 2015-06-11 |  | 2015-06-11 | Open
DC | Buncombe | Bernadette Wolf | 120/240 | Distribution |  | 2.5 | Solar | Residential | 53 Carrier Street | Asheville | NC | 28806 | Approved | NC NM-Net Metering for Renewable Energy Facilities | PEC Carolinas | 2012-08-01 | Connected | Photovoltaic |  | 2 | Western | Single | 2012-10-18 |  |  | Executed
DC | Seminole | Bradford Launs |  | Distribution |  | 4.48 | Solar | Residential | 2271 POINSETTIA DR | Longwood | FL | 32779 | Approved | NM-FL Net Metering | FL | 2010-08-25 | Superseded | Photovoltaic |  | 3.808 | North Central |  | 2014-09-10 |  |  | Superceded
DC | Seminole | Bernard Effron |  | Distribution |  | 4.6 | Solar | Residential | 451 FOREST TRL | OVIEDO | FL | 32765 | Approved | NM-FL Net Metering | FL | 2010-05-21 | Connected | Photovoltaic |  | 3.91 | North Central |  | 2014-09-10 |  |  | Executed
DC | Orange | Bradley Larsen | 120/240 | Distribution |  | 5 | Solar | Residential | 4706 EAGLESHAM DR | Orlando | FL | 32826 | Approved | NM-FL Net Metering | FL | 2009-10-26 | Cancelled | Photovoltaic |  | 4.25 | North Central |  | 2014-09-10 |  |  | Cancelled
DC | Rutherford | Bradley Farm, LLC | 12,470Y/7,200 | Distribution | Qty 21,472 REC 310PEC72 Solar Modules | 6656 | Solar | Non-Residential | 331 Bradley Rd | Boiling Springs | NC | 28017 | Cancelled | PP-N NC - Non-Hydroelectric Qualifying Facilities | Carolinas |  | Cancelled | Photovoltaic |  | 5000 | Northern | 3-phase | 2014-09-02 |  | 2014-09-02 | Cancelled
DC | Chatham | Bernard H Penney | 120/240 | Distribution | Qty 32 (255 Watt) Renesolar JC255M Solar Panels | 8.16 | Solar | Residential | 1133 River Rd | Pittsboro | NC | 27312 | Approved | NC NM-Net Metering for Renewable Energy Facilities | PEC Carolinas | 2015-01-20 | Connected | Photovoltaic |  | 8 | Northern | Single | 2014-12-17 |  | 2014-12-17 | Executed
DC | Polk | Bernard L. Verville | 120/240 | Distribution | Qty 15 SW270W-Solar Panels | 4.05 | Solar | Residential | 26 Armadillo | Frostproof | FL | 33843 | Approved | NM-FL Net Metering | FL | 2015-02-13 | Connected | Photovoltaic |  | 3.44 | South Central | Single | 2015-02-05 |  | 2015-02-05 | Executed
DC | KENTON | BRADLEY G MULLEN | 120/240 |  | thirty-five 175-W SunTech STP175S-24/Ab-1 solar panels | 6.13 | Solar | Residential | 211 WALKER LN | FORT MITCHELL | KY | 41017 | Approved | Rider NM - Net Metering Rider - KY | OH/KY | 2010-03-30 | Connected | Photovoltaic |  | 6.125 | North | Single |  |  |  | Executed
DC | Guilford | Bradley Solar | 12,470Y/7,200 | Distribution | 26040 Jinko JKM 235P Solar Modules | 6119.4 | Solar | Non-Residential | 6139 Smithwood Rd | Liberty | NC | 27298 | Cancelled | PP-N NC - Non-Hydroelectric Qualifying Facilities | Carolinas |  | Cancelled | Photovoltaic |  | 5000 | Northern | 3-phase | 2012-07-23 |  | 2012-07-23 | Cancelled
DC | Butler | Bernhard Weber | 120/240 | Distribution | fifty-five Sunmodule 250-W solar panels | 13.75 | Solar | Residential | 6640 Shady Oak Drive | Mason | OH | 45040 | Approved | Rider NM - Net Metering Rider - OH | OH/KY | 2012-10-02 | Connected | Photovoltaic |  | 11.83 | South | Single | 2012-09-24 |  | 2012-09-24 | Executed
DC | Durham | Tucker P. Bartlett | 120/240 | Distribution | Qty 21 REC PE250 Solar Modules | 5.25 | Solar | Residential | 705 Cobb St | Durham | NC | 27707 | Approved | NM-NC Net Metering | Carolinas | 2014-08-08 | Connected | Photovoltaic |  | 6.818 | Northern | Single | 2014-07-14 | 2014-08-01 | 2014-07-14 | Executed
DC | POLK | Bert Broom |  | Distribution |  | 10 | Solar | Residential | 100 WHISPERING PINES WAY | DAVENPORT | FL | 33837 | Approved | NM-FL Net Metering | FL | 2014-05-06 | Connected | Photovoltaic |  | 8.5 | South Central |  | 2014-09-10 |  |  | Executed
DC | Robeson | Braswell Solar, LLC |  | Distribution | QTY 21,660 Canadian Solar CS6X 300 Watt Panels | 6498 | Solar | Non-Residential | Hwy 301 S | Rowland | NC | 28383 | Cancelled |  | PEC Carolinas |  | Cancelled | Photovoltaic |  | 4998 | Unknown | 3-phase | 2015-02-09 |  | 2015-02-09 | Cancelled
DC | HAMILTON | BRAZEE STREET STUDIO - NM | 3 phase |  | one hundred eighty-four 182-W Solyndra solar panels | 33.49 | Solar | Non-Residential | 4426 BRAZEE | CINCINNATI | OH | 45209 | Approved | Rider NM - Net Metering Rider - OH | OH/KY | 2010-03-18 | Connected | Photovoltaic |  | 33.488 | Central | 208Y/120 |  |  |  | Executed
DC | Granville | BRE NC Solar 1, LLC |  | Distribution | Trina TSM-290 PD14 | 29 | Solar | Non-Residential | 3116 Henry Wilson Road | Oxford | NC | 27365 | Approved | NC CSP29-Cogeneration and Small Power Producer-Sell All | PEC Carolinas |  | Pending IA | Photovoltaic |  | 5000 | Northern | 3-phase | 2014-10-21 |  | 2013-12-30 | Open
DC | Pinellas | Bertha A Kelley | 120/240 | Distribution | Renesola | 1 | Solar | Residential | 6215 17TH AVE N | St. Petersburg | FL | 33710 | Approved | NM-FL Net Metering | FL | 2014-12-15 | Connected | Photovoltaic |  | 0.85 | South Coastal | Single | 2014-12-15 |  | 2014-12-15 | Executed
DC | Durham | Truckin' Movers Corp | 208Y/120 | Distribution | Qty 80 REC 250 Watt Modules | 20 | Solar | Non-Residential | 1031 Harvest Rd | Durham | NC | 27704 | Approved | NM-NC Net Metering | Carolinas | 2014-04-07 | Connected | Photovoltaic |  | 16 | Northern | 3-phase | 2013-12-09 | 2014-04-01 | 2013-12-09 | Executed
DC | Granville | Brenda Currin |  |  |  | 3.54 | Solar | Residential | 8645 Joe Currin Road | Oxford | NC | 27565 | Approved | NC CSP-Cogeneration and Small Power Producer-Sell All | PEC Carolinas | 2009-04-16 | Connected | Photovoltaic |  | 2.83 | Northern |  | 2012-10-18 |  |  | Executed
DC | Pinellas | Beth Smith |  | Distribution |  | 3.2 | Solar | Residential | 2302 BEACH BLVD S | Gulfport | FL | 33707 | Approved | NM-FL Net Metering | FL | 2010-09-29 | Connected | Photovoltaic |  | 2.72 | South Coastal |  | 2014-09-10 |  |  | Executed
DC | Floyd | Beth and Richard Sozzi | 120/240 | Distribution | Six 175 Watt Andalay Solar Panels | 1.05 | Solar | Residential | 530 Drawbrook Circle | New Albany | IN | 47150 | Approved | Net Metering - Standard Contract Rider No. 57 | IN | 2011-07-14 | Connected | Photovoltaic |  | 1.05 | Southern | Single | 2011-06-28 |  | 2011-06-28 | Executed
DC | Buncombe | Beth Chase Roth | 120/240 | Distribution |  | 4.25 | Solar | Residential | 84 Ora Street | Asheville | NC | 28801 | Approved | NC NM-Net Metering for Renewable Energy Facilities | PEC Carolinas | 2011-12-15 | Connected | Photovoltaic |  | 3.4 | Western | Single | 2012-10-18 |  |  | Executed
DC | Wake | Beth Cheney | 120/240 | Distribution |  | 1.38 | Solar | Residential | 10112 Goodview Court | Raleigh | NC | 27613 | Approved | NC NM-Net Metering for Renewable Energy Facilities | PEC Carolinas | 2012-09-20 | Connected | Photovoltaic |  | 1.1 | Northern | Single | 2012-10-18 |  |  | Executed
DC | Pinellas | Beth Leidecker | 120/240 | Distribution | Renesola | 1 | Solar | Residential | 6801 GEORGE M LYNCH DR N | St. Petersburg | FL | 33702 | Approved | NM-FL Net Metering | FL | 2014-11-07 | Connected | Photovoltaic |  | 0.85 | South Coastal | Single | 2014-11-05 |  | 2014-11-05 | Executed
DC | Henderson | Brendan Keeney | 120/240 | Distribution | Qty 19 Axitec 245W Solar Panels | 4.65 | Solar | Residential | 396 Etowah School Rd | Hendersonville | NC | 28739 | Pending | NM-NC Net Metering | Carolinas |  | Pending | Photovoltaic |  | 4.09 | Central | Single | 2015-04-22 |  | 2015-04-22 | Open
DC | Rockingham | Brenden Solar, LLC |  | Distribution | Qty 21780 (185 Watt) Trina TSM-285 PA14 | 6207.3 | Solar | Non-Residential | 6162 NC Highway 700 | Ruffin | NC | 27326 | Cancelled | PP-N NC - Non-Hydroelectric Qualifying Facilities | Carolinas |  | Cancelled | Photovoltaic |  | 5000 | Northern | 3-phase | 2013-02-05 |  | 2013-02-05 | Cancelled
DC | Wake | Brent Burgess | 120/240 | Distribution | Qty 32 (327 Watt) SunPower SPR-327NE-WHT-D Solar Panels | 10.46 | Solar | Residential | 821 Cranbrook Rd | Raleigh | NC | 27609 | Pending | NC NM-Net Metering for Renewable Energy Facilities | PEC Carolinas |  | Pending | Photovoltaic |  | 9.84 | Northern | Single | 2015-05-26 |  | 2015-05-18 | Open
DC | WAYNE | Kermit Brent Gurley | 120/240 |  |  | 5.78 | Solar | Residential | 647 Faro Rd. | Fremont | NC | 27830 | Approved | NC CSP-Cogeneration and Small Power Producer-Sell All | PEC Carolinas | 2010-03-30 | Connected | Photovoltaic |  | 4.62 | Eastern | Single | 2012-10-18 |  |  | Executed
DC |  | Beth Rupp | 120/240 | Distribution | twelve Helios 6T 250-W modules | 3 | Solar | Residential | 2432 E Rock Creek Dr | Bloomington | IN | 47401 | Approved | Net Metering - Standard Contract Rider No. 57 | IN | 2012-08-24 | Connected | Photovoltaic |  | 2.58 | Northern | Single | 2012-08-01 |  | 2012-08-01 | Executed
DC | Durham | Troy Zabransky | 120/240 | Distribution | Twenty 240 Watt REC Solar Modules | 4.8 | Solar | Residential | 5107 Kemmont Drive | Durham | NC | 27713 | Approved | PP-N NC - Non-Hydroelectric Qualifying Facilities | Carolinas | 2012-02-10 | Connected | Photovoltaic | Zabransky PV Installation | 4 | Northern | Single | 2012-01-16 |  | 2012-01-16 | Executed
DC | Hamilton | Bethany Lee Armstrong | 120/240 | Distribution | Twenty-Six Schott 235W Solar Panels | 6.11 | Solar | Residential | 3751 Chimney Hill Drive | Blue Ash | OH | 45241 | Approved | Rider NM - Net Metering Rider - OH | OH/KY | 2011-07-06 | Connected | Photovoltaic |  | 4.94 | South | Single | 2011-06-21 |  | 2011-06-21 | Executed
DC | Pinellas | Bethany S Elder | 120/240 | Distribution | Canadian Solar | 12.74 | Solar | Residential | 3288 AUTUMN DR | Palm Harbor | FL | 34683 | Approved | NM-FL Net Metering | FL | 2014-11-21 | Connected | Photovoltaic |  | 10.83 | South Coastal | Single | 2014-10-22 |  | 2014-10-22 | Executed
| VIGO | BRET W FROST | 120/240 |  |  |  | Solar | Residential | 701 DOBBS GLEN ST S | TERRE HAUTE | IN | 47803 | Approved | Net Metering - Standard Contract Rider No. 57 | IN | 2010-11-08 | Connected | Photovoltaic |  | 1.52 | Soutwest | Single |  |  |  | Executed
DC | Moore | Betsy Best | 120/240 | Distribution | QTY 10 LG 265 Mono X panels | 2.65 | Solar | Residential | 2580 Youngs RD | Southern Pines | NC | 28387 | Approved | NC NM-Net Metering for Renewable Energy Facilities | PEC Carolinas | 2014-08-05 | Connected | Photovoltaic |  | 2.15 | Southern | Single | 2014-04-08 |  | 2014-04-08 | Executed
DC | Mecklenburg | Brett Bumgarner | 120/240 | Distribution | Qty 4 Rensola 250W Solar Panels | 1 | Solar | Residential | 5331 Lewhaven Dr. | Charlotte | NC | 28208 | Pending | NM-NC Net Metering | Carolinas |  | Pending | Photovoltaic |  | 0.86 | Central | Single | 2015-05-20 | 2015-06-10 | 2015-05-20 | Open
DC | Pinellas | Betsy Johnson |  | Distribution |  | 4.95 | Solar | Residential | 889 SKYE LN | Palm Harbor | FL | 34683 | Approved | NM-FL Net Metering | FL | 2010-01-04 | Connected | Photovoltaic |  | 4.208 | South Coastal |  | 2014-09-10 |  |  | Executed
DC | Rowan | Troy Buechler | 120/240 | Distribution | qty 16: Sunmodule Plus SW 275W solar panels | 4.4 | Solar | Residential | 520 Steeplechase Trl | Salisbury | NC | 28144 | Approved | NM-NC Net Metering | Carolinas | 2015-05-27 | Connected | Photovoltaic |  | 3.84 | Central | Single | 2015-04-10 | 2015-05-22 | 2015-04-10 | Executed
DC | Pinellas | Betty J Sunter | 120/240 | Distribution | Phono Solar | 1 | Solar | Residential | 7100 14TH ST N | St. Petersburg | FL | 33702 | Approved | NM-FL Net Metering | FL | 2014-12-30 | Connected | Photovoltaic |  | 0.85 | South Coastal | Single | 2014-12-21 |  | 2014-12-21 | Executed
DC | Hamilton | Betty Mays | 120/240 | Distribution | ten Suniva Optimus solar modules | 2.6 | Solar | Residential | 4234 Greenlee | Cincinnati | OH | 45217 | Approved | Rider NM - Net Metering Rider - OH | OH/KY | 2013-12-13 | Connected | Photovoltaic |  | 2.5 | North | Single | 2013-12-05 |  | 2013-12-05 | Executed
DC | Harrison | Betty S. Bruska | 120/240 | Distribution | Forty 235 Watt Sharp Solar Panels | 9.4 | Solar | Residential | 2800 Railroad Ave. NE | Crandall | IN | 47114 | Approved | Net Metering - Standard Contract Rider No. 57 | IN | 2010-06-03 | Connected | Photovoltaic |  | 9.4 | Southern | Single |  |  |  | Executed
DC | Seminole | Betty Schricker |  | Distribution |  | 2.52 | Solar | Residential | 1340 Marcy Drive North | Longwood | FL | 32750 | Approved | NM-FL Net Metering | FL | 2008-03-26 | Connected | Photovoltaic |  | 2.142 | North Central |  | 2014-09-10 |  |  | Executed
DC | Mecklenburg | Tropical Nut & Fruit Company - NM | 208Y/120 | Distribution |  | 19.74 | Solar | Non-Residential | 1100 Continental Blvd | Charlotte | NC | 28273 | Approved | PP-N NC - Non-Hydroelectric Qualifying Facilities | Carolinas | 2010-12-20 | Connected | Photovoltaic | Tropical Nut & Fruit PV Installation | 18 | Central | 3-phase | 2011-04-07 |  | 2010-10-11 | Executed
DC | Burke | TrinityPower NC, LLC | 120/240 | Distribution | 16 305W Helios Solar Panels | 4.88 | Solar | Non-Residential | 1801 Twin Ponds Dr | Hickory | NC | 28602 | Approved | PP-N NC - Non-Hydroelectric Qualifying Facilities | Carolinas | 2013-07-24 | Connected | Photovoltaic |  | 3.8 | Central | Single | 2013-06-20 | 2013-07-18 | 2013-06-20 | Executed
DC | Duplin | Beulaville Solar, LLC |  | Distribution |  | 2230 | Solar | Non-Residential | 166 Little Bubbles Lane | Beulaville | NC | 28518 | Approved | NC CSP27-Cogeneration and Small Power Producer-Sell All | PEC Carolinas | 2013-12-09 | Connected | Photovoltaic |  | 1990 | Unknown |  | 2014-10-21 |  | 2012-06-27 | Executed
DC | Wake | Beverley Clark | 120/240 | Distribution | 12 Samsun LPC250 Watt Solar Modules | 3.06 | Solar | Residential | 719 Graham St | Raleigh | NC | 27605 | Approved | NC NM-Net Metering for Renewable Energy Facilities | PEC Carolinas | 2013-04-05 | Connected | Photovoltaic |  | 2.448 | Northern | Single | 2013-01-04 |  | 2013-01-04 | Executed
DC | Wayne | Beverly F and Phillip Moore | 120/240 | Distribution | 22 260W Sun Edison Solar Modules | 5.72 | Solar | Residential | 308 Woodcroft Dr | Goldsboro | NC | 27534 | Approved | NC NM-Net Metering for Renewable Energy Facilities | PEC Carolinas | 2014-01-15 | Connected | Photovoltaic |  | 4.6 | Eastern | Single | 2013-11-19 |  | 2013-11-19 | Executed
DC | LAKE | Beverly Nunez |  | Distribution |  | 8.09 | Solar | Residential | 148 BALMY COAST RD, SOLAR POWER | GROVELAND | FL | 34736 | Approved | NM-FL Net Metering | FL | 2013-12-13 | Connected | Photovoltaic |  | 6.872 | South Central |  | 2014-09-10 |  |  | Executed
DC | Wake | Brian Formosa | 120/240 |  |  | 5 | Solar | Residential | 209 Birch Creek Drive | Fuquay-Varina | NC | 27526 | Approved | NC CSP-Cogeneration and Small Power Producer-Sell All | PEC Carolinas | 2012-07-13 | Cancelled | Photovoltaic |  | 4 | Northern | Single | 2012-10-18 |  |  | Cancelled
DC | Johnston | BGE Carolina SunSense I, LLC |  | Distribution | Cananadian Solar CS69 | 497 | Solar | Non-Residential | 33 Pony Farm Road | Clayton | NC | 27520 | Approved | Negotiated (NC) | PEC Carolinas | 2012-12-14 | Connected | Photovoltaic |  | 407 | Unknown |  | 2014-10-21 |  | 2015-05-18 | Executed
DC | Buncombe | Brian Gualano | 120/240 |  |  | 5.78 | Solar | Non-Residential | 553 Haywood Road | Asheville | NC | 28806 | Approved | NC CSP-Cogeneration and Small Power Producer-Sell All | PEC Carolinas | 2010-07-16 | Connected | Photovoltaic |  | 4.62 | Western | Single | 2012-10-18 |  |  | Executed
DC | Wake | Bharatkumar N Koyani | 120/240 | Distribution | Qty 7 (250 Watt) Motech 250Wp IM60 B3 | 1.75 | Solar | Residential | 145 Anita Way | Cary | NC | 27513 | Approved | NC NM-Net Metering for Renewable Energy Facilities | PEC Carolinas | 2013-11-26 | Connected | Photovoltaic |  | 1.4 | Northern | Single | 2013-10-07 |  | 2013-10-07 | Executed
DC | Wake | Bhaskar Venepalli | 120/240 | Distribution | Qty 28: 270W Solar Panels | 7.56 | Solar | Residential | 329 Matilda PL | Cary | NC | 27513 | Approved | NM-NC Net Metering | PEC Carolinas | 2015-03-11 | Connected | Photovoltaic |  | 7 | Northern | Single | 2014-12-22 |  | 2014-12-22 | Executed
DC | Orange | Bhupendra R Shah | 120/240 | Distribution | Qty 21 Sunpower 327W Solar Panels | 6.87 | Solar | Residential | 1914 Reed Hill Dr | Windemere | FL | 34786 | Approved | NM-FL Net Metering | FL | 2015-04-09 | Connected | Photovoltaic |  | 5.837 | South Central | Single | 2015-04-07 |  | 2015-04-07 | Executed
DC | Durham | Triangle Urology Associates- NM | 208Y/120 | Distribution | Qty 96 (327 Watt) SunPower SPR-327NE-WHT-D | 31.39 | Solar | Non-Residential | 205 Frasier St | Durham | NC | 27704 | Approved | NM-NC Net Metering | Carolinas | 2014-01-02 | Connected | Photovoltaic |  | 27.6 | Northern | 3-phase | 2013-10-02 | 2013-12-30 | 2013-10-02 | Executed
DC | Lake | Bibi Rupnarin | 120/240 | Distribution | Qty 28 (250 Watt) Yingli YL250P-29B Solar Panels | 7 | Solar | Residential | 408 Silver Maple Rd | Groveland | FL | 34736 | Approved | NM-FL Net Metering | FL | 2015-02-02 | Connected | Photovoltaic |  | 5.95 | South Central | Single | 2015-01-26 |  | 2015-01-26 | Executed
DC | WAKE | Brian Karnofsky | 120/240 |  |  | 4.5 | Solar | Residential | 101 Centre Point Drive | Cary | NC | 27513 | Approved | NC CSP-Cogeneration and Small Power Producer-Sell All | PEC Carolinas | 2010-02-04 | Connected | Photovoltaic |  | 3.6 | Northern | 3-phase | 2012-10-18 |  |  | Executed
DC | Guilford | Brian L Chester | 120/240 | Distribution | Qty 16 REC 260W Solar Panels | 4.16 | Solar | Residential | 902 Raylewood Ct | Greensboro | NC | 27406 | Pending | NM-NC Net Metering | Carolinas |  | Pending | Photovoltaic |  | 3.8 | Northern | Single | 2015-05-15 |  | 2015-05-15 | Open
DC | Guilford | Triac Corporation | 480Y/277 | Distribution |  | 32.4 | Solar | Non-Residential | 611 Norwalk Street | Greensboro | NC | 27407 | Approved | NM-NC Net Metering | Carolinas | 2011-11-21 | Connected | Photovoltaic |  | 30 | Northern | 3-phase | 2011-08-22 |  | 2011-08-22 | Executed
DC | Wake | Big Dog Rover, LLC |  | Distribution |  | 17.2 | Solar | Non-Residential | 1400 SE Maynard Road | Cary | NC | 27511 | Approved | NC NM-Net Metering for Renewable Energy Facilities | PEC Carolinas | 2014-09-15 | Connected | Photovoltaic |  | 15 | Unknown |  | 2014-10-21 |  | 2014-07-24 | Executed
DC | Mecklenburg | Tracy W Bulls | 120/240 | Distribution | Qty 4 sunmodule 250W Solar Panels | 1 | Solar | Residential | 8104 Misty Eve Ln Lot#53 | Charlotte | NC | 28213 | Approved | NM-NC Net Metering | Carolinas | 2015-02-18 | Connected | Photovoltaic |  | 0.86 | Central | Single | 2014-10-23 | 2015-02-17 | 2014-10-23 | Executed
DC | Durham | Tracy Rush | 120/240 | Distribution | QTY 14 Suniva Optimus Series: OPT 60 (255W) Cell Modules | 3.57 | Solar | Residential | 3201 Creech Rd | Durham | NC | 27704 | Approved | NM-NC Net Metering | Carolinas | 2013-10-03 | Connected | Photovoltaic |  | 3.01 | Northern | Single | 2013-09-04 | 2013-09-26 | 2013-09-04 | Executed
DC | Wake | Billy Moon |  | Distribution |  | 25 | Solar | Residential | 335 Chapel View Drive | Apex | NC | 27523 | Approved | NC CSP-Cogeneration and Small Power Producer-Sell Excess | PEC Carolinas | 2011-08-04 | Connected | Photovoltaic |  | 20 | Northern |  | 2012-10-18 |  |  | Executed
| KNOX | BRIAN K ROACH | 120/240 |  | None! |  | Solar | Residential | 5230 SIMPSON DR E | VINCENNES | IN | 47591 | Approved | Net Metering - Standard Contract Rider No. 57 | IN | 2008-03-03 | Connected | Photovoltaic |  | 0 | Soutwest | Single |  |  |  | Executed
DC | Buncombe | Biltmore Estate Natural Resources, LLC |  | Distribution |  |  | Solar | Non-Residential | 1 Lodge Street | Asheville | NC | 28803 | Approved |  | PEC Carolinas | 2013-04-25 | Connected | Photovoltaic |  | 1200 | Unknown |  | 2014-10-21 |  | 2012-01-16 | Executed
DC | Buncombe | Biltmore Natural Resources, LLC |  | Distribution |  | 1750 | Solar | Non-Residential | 1 Approach Road | Asheville | NC | 28801 | Approved | NC CSP27-Cogeneration and Small Power Producer-Sell All | PEC Carolinas | 2013-04-25 | Connected | Photovoltaic | Biltmore Estate | 1200 | Unknown |  | 2014-10-21 |  | 2012-09-13 | Executed
DC | Granville | Biofuels Center of NC |  | Distribution |  | 9.25 | Solar | Non-Residential | 901 Hillsborough Street | Oxford | NC | 27565 | Approved | NC NM-Net Metering for Renewable Energy Facilities | PEC Carolinas | 2011-01-17 | Connected | Photovoltaic |  | 7.4 | Northern | 3-phase | 2012-10-18 |  |  | Executed
DC | Spartanburg | Tracy Miller | 120/240 | Distribution |  | 1.96 | Solar | Residential | 340 Spring Valley Lane | Inman | SC | 29349 | Approved | NM-SC Net Metering | Carolinas | 2011-10-31 | Connected | Photovoltaic |  | 1.52 | Southern | Single | 2011-10-10 |  | 2011-10-10 | Executed
DC | Montgomery | Biscoe Solar, LLC |  | Distribution |  | 6480 | Solar | Non-Residential | 179 Batten Road | Biscoe | NC | 27209 | Approved | Negotiated (NC) | PEC Carolinas | 2014-09-09 | Connected | Photovoltaic |  | 5000 | Unknown |  | 2014-10-21 |  | 2012-10-08 | Executed
DC | Cabarrus | Tracy L. Dickey | 120/240 | Distribution | QTY: 55 SolarWorld 255 | 14.02 | Solar | Residential | 1600 Oakwood Ave | Kannapolis | NC | 28081 | Approved | NM-NC Net Metering | Carolinas | 2014-05-01 | Connected | Photovoltaic |  | 14.02 | Central | Single | 2014-03-05 | 2014-04-24 | 2014-03-05 | Executed
DC | Buncombe | Black Mountain Books LLC | 120/240 | Distribution |  | 4 | Solar | Non-Residential | 103 Cherry Street | Black Mountain | NC | 28711 | Approved | NC NM-Net Metering for Renewable Energy Facilities | PEC Carolinas | 2013-10-11 | Connected | Photovoltaic |  | 3.2 | Western | Single | 2013-07-26 |  | 2013-07-26 | Executed
DC |  | Briar Chapel Farm |  | Distribution |  |  | Solar | Non-Residential | Taylor Rd & Catullo Run | Baldwin | NC | 27516 | Cancelled |  | PEC Carolinas |  | Cancelled | Photovoltaic |  | 3000 | Unknown |  | 2014-10-21 |  | 2012-04-17 | Cancelled
DC | Bladen | Bladenboro Farm, LLC |  | Distribution |  | 5000 | Solar | Non-Residential | Unknown | Bladenboro | NC | 28320 | Approved | NC CSP27-Cogeneration and Small Power Producer-Sell All | PEC Carolinas | 2013-10-02 | Connected | Photovoltaic |  | 4975 | Unknown |  | 2014-10-21 |  | 2013-01-23 | Executed
DC | Buncombe | Blair H Clark | 120/240 | Distribution | Qty 22 (250 Watt) SolarWorld Sunmodule SW 250 Solar Panels | 9.25 | Solar | Residential | 85 Sedgewood Ct | Fairview | NC | 28730 | Approved | NC NM-Net Metering for Renewable Energy Facilities | PEC Carolinas | 2014-09-16 | Connected | Photovoltaic |  | 7.12 | Western | Single | 2014-07-16 |  | 2014-07-16 | Executed
DC | Jackson | Town of Sylva - NM | 208Y/120 | Distribution |  | 5.28 | Solar | Non-Residential | 24 Municipal Dr | Sylva | NC | 28779 | Approved | SCG-NC Small Customer Generator Rider | Carolinas | 2010-11-16 | Connected | Photovoltaic |  | 5 | Southern | 3-phase | 2011-04-07 |  | 2010-04-20 | Executed
DC | Orange | Town of Chapel Hill - NM | 120/240 | Distribution |  | 4.68 | Solar | Non-Residential | 405 Martin Luther King Jr Blvd | Chapel Hill | NC | 27514 | Approved | PP-N NC - Non-Hydroelectric Qualifying Facilities | Carolinas | 2007-11-27 | Connected | Photovoltaic | Fire Station #1 PV Installation | 3.8 | Northern | Single | 2011-04-07 |  | 2007-06-13 | Executed
DC | Lincoln | Tony Smith | 120/240 | Distribution |  | 5.1 | Solar | Residential | 3950 Homestead Rd | Lincolnton | NC | 28092 | Approved | PP-N NC - Non-Hydroelectric Qualifying Facilities | Carolinas | 2010-10-26 | Connected | Photovoltaic | Smith PV Installation | 9 | Central | Single | 2011-07-26 |  | 2011-02-23 | Executed
DC | Cabarrus | Tommy W Yarborough | 120/240 | Distribution | Qty 6 275 W LG Solar Panels | 1.65 | Solar | Residential | 4229 Stough Rd SW | Concord | NC | 28027 | Approved | NM-NC Net Metering | Carolinas | 2015-01-15 | Connected | Photovoltaic |  | 1.29 | Central | Single | 2014-12-11 | 2015-01-02 | 2014-12-11 | Executed
DC |  | British Farm, LLC |  | Distribution |  |  | Solar | Non-Residential | Unknown | Kinston | NC | 0 | Cancelled |  | PEC Carolinas |  | Cancelled | Photovoltaic |  | 5000 | Unknown |  | 2014-10-21 |  | 2014-07-28 | Cancelled
DC | Monroe | Bloomington Jewish Community | 120/240 | Distribution | eighty-eight 260-W Suniva OPT-260-60-4-100 solar panels | 22.88 | Solar | Non-Residential | 3750 3rd St E | Bloomington | IN | 47401 | Approved | Net Metering - Standard Contract Rider No. 57 | IN | 2013-05-28 | Connected | Photovoltaic |  | 20 | Southern | Single | 2013-03-22 |  | 2013-03-22 | Executed
DC | Robeson | Broadridge Solar, LLC |  |  | Qty 21658 Canadian Solar 300W CS6X Solar Panels | 6498 | Solar | Non-Residential | NC Hwy 72 | Lumberton | NC | 28358 | Pending |  | PEC Carolinas |  | Pending | Photovoltaic |  | 4800 | Unknown |  | 2014-10-26 |  | 2014-10-08 | Open
DC | Lee | Broadway Road Solar, LLC |  | Distribution | QTY 22,950 CSUN 305 Watt Solar Panels | 6999.75 | Solar | Non-Residential | 0 Broadway Road 35'27'27.51 N 79'5'39.57 W | Sanford | NC | 27331 | Pending |  | PEC Carolinas |  | Pending | Photovoltaic |  | 4998 | Unknown | 3-phase | 2015-04-14 |  | 2015-04-14 | Open
DC | Buncombe | Blossman Gas Inc | 120/240 | Distribution | QTY 20 Solar World 250 Panels | 5 | Solar | Non-Residential | 177 Sweeten Creek Rd | Asheville | NC | 28803 | Approved | NC NM-Net Metering for Renewable Energy Facilities | PEC Carolinas | 2015-04-23 | Connected | Photovoltaic |  | 4.3 | Western | Single | 2014-05-21 |  | 2014-05-21 | Executed
DC | Osceola | Bo Gong |  | Distribution |  | 4.92 | Solar | Residential | 4270 RAMBLER AVE | St Cloud | FL | 34772 | Approved | NM-FL Net Metering | FL | 2011-06-28 | Connected | Photovoltaic |  | 4.182 | South Central |  | 2014-09-10 |  |  | Executed
DC |  | Bronco Solar, LLC |  | Distribution |  |  | Solar | Non-Residential | Unknown | Selma | NC | 0 | Cancelled |  | PEC Carolinas |  | Cancelled | Photovoltaic |  | 3000 | Unknown |  | 2014-10-21 |  | 2013-04-12 | Cancelled
DC | Lake | Bob Agnew | 120/240 | Distribution | Qty 23 Canadian Solar#CS6P-255Watts-PX | 5.87 | Solar | Residential | 315 Silver Maple Rd, Solar Pwr | Groveland | FL | 34736 | Approved | NM-FL Net Metering | FL | 2015-04-27 | Connected | Photovoltaic |  | 4.985 | South Central | Single | 2015-04-21 |  | 2015-04-21 | Executed
DC | Henderson | Brooke Solar LLC |  | Distribution | Qty 22,344 JA Solar JAP6 72-310/3BB | 6926.64 | Solar | Non-Residential | 399 Julian Smith Rd | Henderson | NC | 27537 | On Hold |  | PEC Carolinas |  | Pending | Photovoltaic |  | 4500 | Unknown | 3-phase | 2015-01-05 |  | 2015-01-05 | Open
DC | Wake | Bob Barker Company, Inc. |  | Distribution |  | 500 | Solar | Non-Residential | 7925 Purfoy Rd. | Fuquay Varina | NC | 27526 | Approved | NC NM-Net Metering for Renewable Energy Facilities | PEC Carolinas | 2012-10-31 | Connected | Photovoltaic |  | 385 | Unknown |  | 2014-10-21 |  | 2012-09-07 | Executed
DC | HENDRICKS | BROWNSBURG COMM SCHOOL CORP | 480Y/277 |  | seventeen 123-W Sharp solar panels | 2.09 | Solar | Non-Residential | 725C GREEN ST S | BROWNSBURG | IN | 46112 | Approved | Net Metering - Standard Contract Rider No. 57 | IN | 2007-12-10 | Connected | Photovoltaic |  | 2.091 | North | 3 phase |  |  |  | Executed
DC | Buncombe | Bruce A Sales | 120/240 | Transmission | Qty 12 Kyocera 250 W Solar Panels | 3 | Solar | Residential | 63 Jefferson Dr | Asheville | NC | 28801 | Approved | NM-NC Net Metering | PEC Carolinas | 2015-02-09 | Connected | Photovoltaic |  | 3 | Western | Single | 2014-11-10 |  | 2014-11-10 | Executed
DC | POLK | Bobbi Freeman |  | Distribution |  | 10 | Solar | Residential | 8317 LAKE MARION RD *UNIT B | HAINES CITY | FL | 33844 | Approved | NM-FL Net Metering | FL | 2014-01-08 | Connected | Photovoltaic |  | 8.5 | South Central |  | 2014-09-10 |  |  | Executed
DC | Spartanburg | Tommy T Pearson | 120/240 | Distribution | QTY 4 Sunmode 270 Modules | 1.08 | Solar | Residential | 100 Whispering Pines Dr | Moore | SC | 29369 | Approved | NM-SC Net Metering | Carolinas | 2014-08-21 | Connected | Photovoltaic |  | 1.4 | Southern | Single | 2014-07-16 | 2014-08-20 | 2014-07-16 | Executed
DC | Rowan | Tom Hurd | 120/240 | Distribution | 28 300W Rensola Solar Panels | 8.4 | Solar | Residential | 216 Copperhead Rd | Kannapolis | NC | 28081 | Approved | NM-NC Net Metering | Carolinas | 2013-12-20 | Connected | Photovoltaic |  | 8 | Central | Single | 2013-11-01 | 2013-12-16 | 2013-11-01 | Executed
DC | Pinellas | Bobby Harris | 120/240 | Distribution | Renesola | 1 | Solar | Residential | 2735 Mikol Ter S | St. Petersburg | FL | 33712 | Approved | NM-FL Net Metering | FL | 2014-10-16 | Connected | Photovoltaic |  | 0.85 | South Coastal | Single | 2014-10-08 |  | 2014-10-08 | Executed
DC | Chatham | Bruce Eugene Davis | 120/240 | Distribution |  | 3.38 | Solar | Residential | 793 Elmer Keck Road | Pittsboro | NC | 27312 | Pending | NC NM-Net Metering for Renewable Energy Facilities | PEC Carolinas |  | Pending | Photovoltaic |  | 2.7 | Northern | Single | 2015-05-14 |  | 2015-05-14 | Open
DC | Greenville | Tom Franseen | 120/240 | Distribution | 11 LG 300 Solar PV Modules | 3.3 | Solar | Residential | 380 Tanyard Rd. | Greenville | SC | 29609 | Approved | SC NM-Net Metering for Renewable Energy Facilities | Carolinas | 2015-02-05 | Connected | Photovoltaic |  | 2.541 | Southern | Single | 2014-12-22 | 2015-01-07 | 2014-12-22 | Executed
DC | Jackson | Bruce Ford |  |  |  | 4.75 | Solar | Residential | 8601 Beach Blvd.Unit 204 | Balsam | NC | 28707 | Approved | NC CSP-Cogeneration and Small Power Producer-Sell All | PEC Carolinas | 2011-11-16 | Connected | Photovoltaic |  | 3.8 | Northern |  | 2012-10-18 |  |  | Executed
DC | Warren | Bolton Farm, LLC |  | Distribution |  | 6498 | Solar | Non-Residential | Airport Road | Warrenton | NC | 27589 | Approved | NC CSP27-Cogeneration and Small Power Producer-Sell All | PEC Carolinas | 2013-07-25 | Connected | Photovoltaic |  | 4975 | Unknown |  | 2014-10-21 |  | 2013-01-23 | Executed
DC | Pinellas | Bon Blankenship |  | Distribution |  | 11.7 | Solar | Residential | 3963 BAYSHORE BLVD NE | ST PETERSBURG | FL | 33703 | Approved | NM-FL Net Metering | FL | 2011-10-27 | Connected | Photovoltaic |  | 9.945 | South Coastal |  | 2014-09-10 |  |  | Executed
DC | Lake | Bonita Sivi |  | Distribution |  | 4.6 | Solar | Residential | 31640 WEKIVA RIVER RD | Sorrento | FL | 32776 | Approved | NM-FL Net Metering | FL | 2010-04-08 | Connected | Photovoltaic |  | 3.91 | North Central |  | 2014-09-10 |  |  | Executed
DC | Highlands | Bonita Sykes |  | Distribution |  | 8.6 | Solar | Residential | 4701 ADRIENNE ST | Sebring | FL | 33872 | Approved | NM-FL Net Metering | FL | 2012-08-31 | Connected | Photovoltaic |  | 7.31 | South Central |  | 2014-09-10 |  |  | Executed
DC | Haywood | Bruce Markey | 120/240 |  |  | 7.13 | Solar | Residential | 1021 W. South Street | Raleigh | NC | 28707 | Approved | NC CSP-Cogeneration and Small Power Producer-Sell All | PEC Carolinas | 2010-12-07 | Connected | Photovoltaic |  | 5.7 | Western | Single | 2012-10-18 |  |  | Executed
DC | Durham | Bruce Marotta | 120/240 | Distribution |  | 4.16 | Solar | Residential | 5106 Paperbark Ct | Durham | NC | 27713 | Cancelled | PP-N NC - Non-Hydroelectric Qualifying Facilities | Carolinas |  | Cancelled | Photovoltaic |  | 4.16 | Northern | Single | 2011-04-07 |  | 2009-03-17 | Cancelled
DC | Lake | Bonnie Brown Kledzik | 120/240 | Distribution | Qty 8 Canadian Solar#CS6P-255W Solar Panels | 2.04 | Solar | Residential | 130 Bayou Bend Rd, Solar Power | Groveland | FL | 34736 | Approved | NM-FL Net Metering | FL | 2015-05-18 | Connected | Photovoltaic |  | 1.73 | South Central | Single | 2015-04-23 |  | 2015-04-23 | Executed
DC | LAKE | Bonnie Kinney |  | Distribution |  | 6.2 | Solar | Residential | 123 CUPANIA CT, SOLAR POWER | GROVELAND | FL | 34736 | Approved | NM-FL Net Metering | FL | 2013-09-17 | Connected | Photovoltaic |  | 5.27 | South Central |  | 2014-09-10 |  |  | Executed
DC | York | Tom Francis | 120/240 | Distribution |  | 7.44 | Solar | Residential | 151 Cross RD | Clover | SC | 29710 | Approved | NM-SC Net Metering | Carolinas | 2011-10-19 | Connected | Photovoltaic |  | 7 | Central | Single | 2011-08-19 |  | 2011-08-19 | Executed
DC | Highlands | Bonnie MacDonald | 120/240 | Distribution | Qty 36 SW285W-Solar Panels | 10.26 | Solar | Residential | 20 Piney Point Dr. *Gar | Lake Placid | FL | 33852 | Approved | NM-FL Net Metering | FL | 2015-05-13 | Connected | Photovoltaic |  | 8.721 | South Central | Single | 2015-05-08 |  | 2015-05-08 | Executed
DC | Highlands | Bonnie Macdonald-1838224599 | 120/240 | Distribution | Qty 16 Solar World 285W Solar Panels | 4.56 | Solar | Residential | 20 Piney Point Dr | Lake Placid | FL | 33852 | Approved | NM-FL Net Metering | FL | 2015-05-13 | Connected | Photovoltaic |  | 3.876 | South Central | Single | 2015-05-08 |  | 2015-05-08 | Executed
DC | Orange | Bonnie Poindexter |  | Distribution |  | 8.16 | Solar | Residential | 12310 BOHANNON BLVD | ORLANDO | FL | 32824 | Approved | NM-FL Net Metering | FL | 2012-02-10 | Connected | Photovoltaic |  | 6.936 | South Central |  | 2014-09-10 |  |  | Executed
DC | HAMILTON | Bruce S Ault | single |  | twenty-seven 225-W SunPower SPR-225-BLK solar panels | 6.08 | Solar | Residential | 382 Terrace Ave | Cincinnati | OH | 45220 | Approved | Rider NM - Net Metering Rider - OH | OH/KY | 2010-03-05 | Connected | Photovoltaic |  | 6.075 | Central | 120/240 |  |  |  | Executed
DC | Burke | Tokhui McMahan | 120/240 | Distribution | Qty 12 (255 Watt) Trina TSM-255 PC Solar Panel | 3.06 | Solar | Residential | 364 Summers Rd | Morganton | NC | 28655 | Approved | NM-NC Net Metering | Carolinas | 2012-12-18 | Connected | Photovoltaic |  | 2.58 | Central | Single | 2012-12-10 | 2012-12-12 | 2012-12-10 | Executed
DC | Buncombe | Bruce W Cahoon | 120/240 | Distribution | Qty 36 280W Solarworld Solar Panels | 10.08 | Solar | Residential | 665 Mountain Cove Rd | Black Mountain | NC | 28711 | Pending | NC NM-Net Metering for Renewable Energy Facilities | PEC Carolinas |  |  | Photovoltaic |  | 10 | Western | Single | 2015-05-01 |  | 2015-05-01 | Open
DC | Pinellas | Bonnie Brandvik |  | Distribution |  | 8.05 | Solar | Residential | 1572 ALEXANDER RD | BELLEAIR | FL | 33756 | Approved | NM-FL Net Metering | FL | 2011-04-06 | Connected | Photovoltaic |  | 6.843 | South Coastal |  | 2014-09-10 |  |  | Executed
DC | Buncombe | Boone Guyton | 120/240 | Distribution | QTY TSM 250 Panels | 4 | Solar | Residential | 23 Trade St | Asheville | NC | 28801 | Approved | NC NM-Net Metering for Renewable Energy Facilities | PEC Carolinas | 2014-05-20 | Connected | Photovoltaic |  | 3.44 | Western | Single | 2013-12-30 |  | 2013-12-30 | Executed
DC | Durham | Bruce Weaver | 120/240 | Distribution | 18 Suniva 60-255W Solar Modules | 4.6 | Solar | Residential | 1507 Sassafras Hill St Lot # 50 | Durham | NC | 27712 | Cancelled | NM-NC Net Metering | Carolinas | 2013-07-30 | Cancelled | Photovoltaic |  | 3.87 | Northern | Single | 2013-06-28 | 2013-07-16 | 2013-06-28 | Cancelled
DC | Mecklenburg | TL McDowell LLC | 120/240 | Distribution |  | 3.29 | Solar | Non-Residential | 3306 N McDowell St | Charlotte | NC | 28205 | Approved | NM-NC Net Metering | Carolinas | 2011-12-08 | Connected | Photovoltaic |  | 3.29 | Central | Single | 2011-09-26 |  | 2011-09-26 | Executed
DC | Levy | Brad Duff | 120/240 | Distribution | 4680 Watt Solar PV System | 4.68 | Solar | Residential | 15116 NE 3RD PL, NEAR COUNTRY CLUB DR | Williston | FL | 32696 | Approved | NM-FL Net Metering | FL | 2014-12-03 | Connected | Photovoltaic |  | 3.98 | North Coastal | Single | 2014-11-18 |  | 2014-11-18 | Executed
DC | Orange | Timothy Reddy | 120/240 | Distribution | Qty 12 REC PEAK 255 W Solar Panels | 3.06 | Solar | Residential | 242 Sweet Bay Pl | Carrboro | NC | 27510 | Approved | NM-NC Net Metering | Carolinas | 2014-09-19 | Connected | Photovoltaic |  | 4.37 | Northern | Single | 2014-08-28 | 2014-09-17 | 2014-08-28 | Executed
DC | Volusia | Braden Noell |  | Distribution |  | 2.58 | Solar | Residential | 3139 PARMA DR | Deltona | FL | 32738 | Approved | NM-FL Net Metering | FL | 2009-07-31 | Connected | Photovoltaic |  | 2.193 | North Central |  | 2014-09-10 |  |  | Executed
DC | Orange | Bradford E. Cooper | 120/240 | Distribution | Qty 25 SW-A285P 285w, solar panels | 7.13 | Solar | Residential | 633 Orista Dr. | Davenport | FL | 33897 | Approved | NM-FL Net Metering | FL | 2015-03-23 | Connected | Photovoltaic |  | 6.056 | South Central | Single | 2015-03-19 |  | 2015-03-19 | Executed
DC | Seminole | Bradford Launs |  | Distribution |  | 8.67 | Solar | Residential | 2271 POINSETTIA DR | Longwood | FL | 32779 | Approved | NM-FL Net Metering | FL | 2012-10-16 | Connected | Photovoltaic |  | 7.37 | North Central |  | 2014-09-10 |  |  | Executed
DC | Wake | Bryan Smith | 120/240 | Distribution | Qty 18 SW 285 Solar Panels | 5.13 | Solar | Residential | 1133 Survada Ln | Morrisville | NC | 27560 | Pending | NM-NC Net Metering | Carolinas |  | Pending | Photovoltaic |  | 5 | Northern | Single | 2015-06-03 |  | 2015-06-05 | Open
DC | Hamilton | Bradley L Brown | 120/240 | Distribution | eight 170-W BP Solar SX170B solar panels | 1.36 | Solar | Residential | 7922 Farley PL | Fishers | IN | 46038 | Approved | Net Metering - Standard Contract Rider No. 57 | IN | 2014-09-11 | Connected | Photovoltaic |  | 1.36 | Northern | Single | 2014-09-03 |  | 2014-09-03 | Executed
DC | Guilford | Timothy R. Martin | 120/240 | Distribution | Qty 14 (215 Watt) SunPower SPR-215-WHT-U | 3.01 | Solar | Residential | 2311 River Run Rd | Browns Summit | NC | 27214 | Approved | NM-NC Net Metering | Carolinas | 2008-09-05 | Connected | Photovoltaic |  | 2.32 | Northern | Single | 2011-04-07 |  | 2008-07-23 | Executed
DC | Pinellas | Bradley Near |  | Distribution |  | 4.9 | Solar | Residential | 9355 92ND AVE | LARGO | FL | 33777 | Approved | NM-FL Net Metering | FL | 2012-10-22 | Connected | Photovoltaic |  | 4.165 | South Coastal |  | 2014-09-10 |  |  | Executed
DC | Orange | Brandon M Choinski | 120/240 | Distribution | Axitec AC-250P/156-60S | 5 | Solar | Residential | 4442 BLUEJACK RIDGE AVE | Apopka | FL | 32712 | Approved | NM-FL Net Metering | FL | 2014-11-15 | Connected | Photovoltaic |  | 4.25 | North Central | Single | 2014-11-17 |  | 2014-11-17 | Executed
DC | Pinellas | Brandon Saylor |  | Distribution |  | 9.8 | Solar | Residential | 2157 COLLEGE DRIVE | CLEARWATER | FL | 33764 | Approved | NM-FL Net Metering | FL | 2013-02-12 | Connected | Photovoltaic |  | 8.33 | South Coastal |  | 2014-09-10 |  |  | Executed
DC | Harnett | Bunn Level Farm, LLC |  | Distribution |  |  | Solar | Non-Residential | Unknown | Bunnlevel | NC | 28323 | Approved |  | PEC Carolinas |  | Pending | Photovoltaic |  | 4998 | Unknown |  | 2014-10-21 |  | 2014-02-10 | Open
DC |  | Bunn Level Farm, LLC |  | Distribution |  |  | Solar | Non-Residential | Unknown | Bunnlevel | NC | 28323 | Cancelled |  | PEC Carolinas |  | Cancelled | Photovoltaic |  | 5000 | Unknown |  | 2014-10-21 |  | 2012-05-02 | Cancelled
DC | Franklin | Bunn Solar Two LLC |  | Distribution | Qty 8320 Renesola 305W Solar Panels | 2537 | Solar | Non-Residential | 5914 NC Hwy 39 | Bunn | NC | 27508 | Pending |  | PEC Carolinas |  | Pending | Photovoltaic |  | 2000 | Unknown | 3-phase | 2014-10-26 |  | 2014-09-12 | Open
DC |  | Burke Inc. | 480Y/277 | Distribution | one thousand four hundred ninety-five Sunmodule SW 245W solar panels | 366.22 | Solar | Non-Residential | 500 W 7th St | Cincinnati | OH | 45203 | Approved | Rider NM - Net Metering Rider - OH | OH/KY | 2012-12-13 | Superseded | Photovoltaic |  | 360 | North | 3-phase | 2012-09-27 |  | 2012-09-27 | Superceded
DC | Pinellas | Brandy Mcelroy |  | Distribution |  | 7.42 | Solar | Residential | 108 N METEOR AVENUE | CLEARWATER | FL | 33765 | Approved | NM-FL Net Metering | FL | 2013-10-04 | Connected | Photovoltaic |  | 6.307 | South Coastal |  | 2014-09-10 |  |  | Executed
DC | Seminole | Brenda Barlett | 120/240 | Distribution | SolarWorld 250 Walf | 7 | Solar | Residential | 650 KANE CT OVIEDO | Oviedo | FL | 32765 | Approved | NM-FL Net Metering | FL | 2014-12-12 | Connected | Photovoltaic |  | 5.95 | North Central | Single | 2014-12-15 |  | 2014-12-15 | Executed
DC |  | Burrows Farm, LLC |  | Distribution | Qty 70000 100W First Solar Series 3 Black Plus PV Modules FS-3100-Plus | 7000 | Solar | Non-Residential | 302 Pete Burrows Rd | Macon | NC | 27551 | Pending |  | PEC Carolinas |  | Pending | Photovoltaic |  | 4800 | Unknown | 3-phase | 2015-03-03 |  | 2015-03-03 | Open
DC | Alamance | Buster Solar, LLC |  | Distribution | Qty 26040 (Jinko JKM 235P) 235 Watt | 6119.4 | Solar | Non-Residential | 872 Grey Fox Trail | Graham | NC | 27253 | Cancelled | PP-N NC - Non-Hydroelectric Qualifying Facilities | Carolinas |  | Cancelled | Photovoltaic |  | 5000 | Northern | 3-phase | 2012-09-12 |  | 2012-09-12 | Cancelled
DC | Harnettt | Brenda Chillcott | 120/240 | Distribution | Qty 12 Sunniva Optima 250 W Soalr Panels | 3 | Solar | Residential | 255 Scotts Creek Run | Angier | NC | 27501 | Approved | NM-NC Net Metering | PEC Carolinas | 2014-12-10 | Connected | Photovoltaic |  | 2.58 | Eastern | Single | 2014-08-27 |  | 2014-08-27 | Executed
DC | Monroe | Byron and Meri Reinhold | 120/240 | Distribution | Eight (250 Watt) Hyundai Solar Panels HiS-S250MG | 2 | Solar | Residential | 8775 Rockport Rd | Bloomington | IN | 47403 | Cancelled | Net Metering - Standard Contract Rider No. 57 | IN |  | Cancelled | Photovoltaic |  | 2 | Southern | Single | 2013-07-08 |  | 2013-07-08 | Cancelled
DC | Rockingham | Timothy Lee and Joni Carter | 120/240 | Distribution | Qty 20 Q.Peak BLK-G3 270W Solar Panels | 5.4 | Solar | Residential | 523 Purcell Rd | Reidsville | NC | 27320 | Approved | NM-NC Net Metering | Carolinas | 2015-05-13 | Connected | Photovoltaic |  | 5 | Northern | Single | 2015-02-24 | 2015-05-11 | 2015-02-24 | Executed
DC | Highlands | Brenda Bruner |  | Distribution |  | 5.5 | Solar | Residential | 2823 SUNRISE DR | SEBRING | FL | 33872 | Approved | NM-FL Net Metering | FL | 2013-01-04 | Connected | Photovoltaic |  | 4.675 | South Central |  | 2014-09-10 |  |  | Executed
DC | Orange | Timothy L Hart | 120/240 | Distribution | 2 strings of 8 (16 total) REC 255W Panels | 4.08 | Solar | Residential | 103 Red Sunset Pl | Carrboro | NC | 27510 | Approved | NM-NC Net Metering | Carolinas | 2014-11-26 | Connected | Photovoltaic |  | 4 | Northern | Single | 2014-10-29 | 2014-11-24 | 2014-10-29 | Executed
DC | Pinellas | Brenda S Manies | 120/240 | Distribution | Renesola | 1.25 | Solar | Residential | 6878 19th St. S | St. Petersburg | FL | 33712 | Approved | NM-FL Net Metering | FL | 2014-10-28 | Connected | Photovoltaic |  | 1.06 | South Coastal | Single | 2014-10-07 |  | 2014-10-07 | Executed
DC | Robeson | C & S Solar, LLC |  | Distribution | Qty 21,280 (305 Watt) Trina TSM-305-PD14 Solar Panels | 6490.4 | Solar | Non-Residential | 3950 NC Highway 41 S | Fairmont | NC | 28340 | On Hold | NC CSP29-Cogeneration and Small Power Producer-Sell All | PEC Carolinas |  | Pending | Photovoltaic |  | 5001 | Southern | 3-phase | 2015-03-16 |  | 2015-03-16 | Open
DC | Lee | Brendan Conway | 120/240 | Distribution | Qty 23: 265 W Solar World Solar Panles | 6.1 | Solar | Residential | 337 Golden Hills Ln | Sanford | NC | 27330 | Approved | NM-NC Net Metering | PEC Carolinas | 2015-04-15 | Connected | Photovoltaic |  | 5.75 | Southern | Single | 2014-12-29 |  | 2014-12-29 | Executed
DC | HAMILTON | C K PARTNERS - NM | single |  | four 235-W Yingli YGE-235 solar panels | 0.94 | Solar | Non-Residential | 3855 ALTA | CINCINNATI | OH | 45236 | Approved | Rider NM - Net Metering Rider - OH | OH/KY | 2010-07-21 | Connected | Photovoltaic |  | 0.76 | Central | 120/240 |  |  |  | Executed
DC | Seminole | Brent Nakagama |  | Distribution |  | 5.52 | Solar | Residential | 399 LAKE RD | Lake Mary | FL | 32746 | Approved | NM-FL Net Metering | FL | 2010-01-25 | Connected | Photovoltaic |  | 4.692 | North Central |  | 2014-09-10 |  |  | Executed
DC | Levy | Brent Salley |  | Distribution |  | 8.09 | Solar | Residential | 12575 W FOSS GROVES PATH | INGLIS | FL | 34449 | Approved | NM-FL Net Metering | FL | 2013-02-07 | Connected | Photovoltaic |  | 6.872 | North Coastal |  | 2014-09-10 |  |  | Executed
| HAMILTON | C. MICHAEL WHITAKER | single |  |  |  | Solar | Residential | 716 MYRTLE | TERRACE PARK | OH | 45174 | Approved | Rider NM - Net Metering Rider - OH | OH/KY | 2008-05-20 | Connected | Photovoltaic |  | 2.5 | Central | 120/240 |  |  |  | Executed
DC | HAMILTON | C. R. LANGENBRUNNER | single |  | three 175-W solar panels | 0.53 | Solar | Residential | 4491 FOLEY RD | CINCINNATI | OH | 45238 | Approved | Rider NM - Net Metering Rider - OH | OH/KY | 2009-12-29 | Connected | Photovoltaic |  | 0.525 | Central | 120/240 |  |  |  | Executed
DC |  | Brent Shafer | 120/240 | Distribution | fifteen 260-W solar panels | 3.9 | Solar | Residential | 106 Bear Track Dr | Willamsburg | OH | 45176 | Approved | Rider NM - Net Metering Rider - OH | OH/KY | 2013-06-21 | Connected | Photovoltaic |  | 3.225 | East | Single | 2013-05-08 |  | 2013-05-08 | Executed
DC | Mecklenburg | Timothy J Mascara | 120/240 | Distribution | (213) Dow Powerhouse Solar Shingles DPS 12.5-1000 12.5W Shingles | 2.66 | Solar | Residential | 302 Sloan St | Davidson | NC | 28036 | Approved | NM-NC Net Metering | Carolinas | 2014-09-15 | Connected | Photovoltaic |  | 2 | Central | Single | 2014-06-19 | 2014-08-29 | 2014-06-19 | Executed
DC | Orange | Bretland Hemminger |  | Distribution |  | 5.28 | Solar | Residential | 1362 FALCONWOOD CT | Apopka | FL | 32712 | Approved | NM-FL Net Metering | FL | 2009-10-20 | Connected | Photovoltaic |  | 4.488 | North Central |  | 2014-09-10 |  |  | Executed
DC |  | C&C Automative |  | Distribution |  |  | Solar | Non-Residential | 129 Wolfpack Lane | Durham | NC | 27704 | Cancelled |  | PEC Carolinas |  | Cancelled | Photovoltaic |  | 15 | Unknown |  | 2014-10-21 |  | 2013-09-30 | Cancelled
DC | Pinellas | Brett Butler |  | Distribution |  | 2.4 | Solar | Residential | 836 5TH STREET SOUTH | SAFETY HARBOR | FL | 34695 | Approved | NM-FL Net Metering | FL | 2013-05-03 | Connected | Photovoltaic |  | 2.04 | South Coastal |  | 2014-09-10 |  |  | Executed
DC | Franklin | Cabaniss Farm, LLC |  | Distribution |  |  | Solar | Non-Residential | Unknown | Louisburg | NC | 27549 | Approved |  | PEC Carolinas |  | Pending | Photovoltaic |  | 5000 | Unknown |  | 2014-10-21 |  | 2014-06-30 | Open
DC | Guilford | Cadiz Solar Center, LLC |  | Distribution |  | 6400 | Solar | Non-Residential | 5803 Cadiz Road | Julian | NC | 27283 | Pending | PP-N NC - Non-Hydroelectric Qualifying Facilities | Carolinas |  | Pending | Photovoltaic |  | 5000 | Northern | 3-phase | 2013-06-14 |  | 2013-06-14 | Open
DC | Alamance | Timothy Gollan | 120/240 | Distribution | Qty11 280W LG Solar Panels | 3.08 | Solar | Residential | 566 Mccray Rd | Burlington | NC | 27217 | Approved | NM-NC Net Metering | Carolinas | 2014-11-06 | Connected | Photovoltaic |  | 4 | Northern | Single | 2014-08-21 | 2014-11-05 | 2014-08-21 | Executed
DC | Durham | Timothy D. King | 120/240 | Distribution | Qty 30 ReneSola 255W, solar panels | 7.65 | Solar | Residential | 3112 Chelmsford Dr | Durham | NC | 27705 | Approved | NM-NC Net Metering | Carolinas | 2015-06-02 | Connected | Photovoltaic |  | 7 | Northern | Single | 2015-05-11 | 2015-06-01 | 2015-05-11 | Executed
DC | New Hanover | Brian Averell | 120/240 | Distribution | QTY 21 Colored Solar 240 Foest Green Panels | 5.04 | Solar | Residential | 926 Johns Orchard LN | Wilmington | NC | 28411 | Approved | NC NM-Net Metering for Renewable Energy Facilities | PEC Carolinas | 2014-11-18 | Connected | Photovoltaic |  | 5 | Eastern | Single | 2014-07-08 |  | 2014-07-08 | Executed
DC | Wake | Calvin Solar, LLC |  | Distribution |  |  | Solar | Non-Residential | Unknown | Knightdale | NC | 0 | Cancelled |  | PEC Carolinas |  | Cancelled | Photovoltaic |  | 2000 | Unknown |  | 2014-10-21 |  | 2013-04-12 | Cancelled
DC | Duplin | Calypso Farm, LLC |  | Distribution |  |  | Solar | Non-Residential | Unknown | Calypso | NC | 28325 | On Hold |  | PEC Carolinas |  | Pending | Photovoltaic |  | 4998 | Unknown |  | 2014-10-21 |  | 2014-03-03 | Open
DC | Duplin | Calypso Solar LLC |  | Distribution |  |  | Solar | Non-Residential | Unknown | Calypso | NC | 28325 | On Hold |  | PEC Carolinas |  | Pending | Photovoltaic |  | 5000 | Unknown |  | 2014-10-21 |  | 2014-03-10 | Open
DC |  | Calypso Solar LLC |  | Distribution |  |  | Solar | Non-Residential | Unknown | Calypso | NC | 28325 | Cancelled |  | PEC Carolinas |  | Cancelled | Photovoltaic |  | 1999 | Unknown |  | 2014-10-21 |  | 2012-09-07 | Cancelled
DC |  | Camellia Solar, LLC |  |  | 20,900 310W Canadian CS6X-310 Solar Panels | 6479 | Solar | Non-Residential | 3708 State Rd. S 21-53 | Timmonsville | SC | 29161 | Pending |  | PEC Carolinas |  | Pending | Photovoltaic |  | 4988.83 | Southern |  | 2015-02-20 |  | 2015-02-20 | Open
DC | ORANGE | Brian Ball |  | Distribution |  | 6.12 | Solar | Residential | 528 Cortona Dr | ORLANDO | FL | 32828 | Approved | NM-FL Net Metering | FL | 2014-08-12 | Connected | Photovoltaic |  | 5.202 | North Central |  | 2014-09-10 |  |  | Executed
DC | Wake | Brian A Marks | 120/240 | Distribution | Qty 16 (245 Watt) Bosch Solar Module M245 3BB | 3.92 | Solar | Residential | 12312 Camberwell Ct | Raleigh | NC | 27614 | Approved | NC NM-Net Metering for Renewable Energy Facilities | PEC Carolinas | 2013-01-18 | Connected | Photovoltaic |  | 3.14 | Northern | Single | 2013-01-16 |  | 2013-01-16 | Executed
DC | Wake | Brian Bailey | 120/240 | Distribution | QTY 37 SUNIVA 270 OPTIMUS SOLAR MODULES | 9.99 | Solar | Residential | 2520 Hunters Meadow Ln | Raleigh | NC | 27606 | Approved | NC NM-Net Metering for Renewable Energy Facilities | PEC Carolinas | 2015-01-28 | Connected | Photovoltaic |  | 7.7 | Northern | Single | 2014-12-18 |  | 2014-12-18 | Executed
DC | Osceola | Brian Baxter |  | Distribution |  | 2.99 | Solar | Residential | 201 EASTPARK DR | Celebration | FL | 34747 | Approved | NM-FL Net Metering | FL | 2010-06-01 | Connected | Photovoltaic |  | 2.542 | South Central |  | 2014-09-10 |  |  | Executed
DC | Vance | Camille P Graves | 120/240 | Distribution | qty 64 REC 260 w PV Modules | 16.64 | Solar | Residential | 1115 Dr Finch Rd | Henderson | NC | 27537 | Pending | NC NM-Net Metering for Renewable Energy Facilities | PEC Carolinas |  | Pending | Photovoltaic |  | 15.4 | Northern | Single | 2015-06-10 |  | 2015-06-10 | Open
DC | Mecklenburg | Timothy Belk | 120/240 | Distribution | Qty 4 Renesola 250W Solar panels | 1 | Solar | Residential | 1643 Sweetgum Ln | Matthews | NC | 28105 | Approved | NM-NC Net Metering | Carolinas | 2015-02-11 | Connected | Photovoltaic |  | 0.86 | Central | Single | 2015-01-28 | 2015-02-10 | 2015-01-28 | Executed
DC | Buncombe | Camp Rockmont | 120/240 |  |  | 7.63 | Solar | Non-Residential | 375 Lake Eden Rd. | Black Mountain | NC | 28711 | Approved | NC CSP-Cogeneration and Small Power Producer-Sell All | PEC Carolinas | 2008-08-06 | Connected | Photovoltaic |  | 6.1 | Western | Single | 2012-10-18 |  |  | Executed
DC | Pinellas | Brian Hale |  | Distribution |  | 4.8 | Solar | Residential | 340 TALL OAK TRL | Tarpon Springs | FL | 34688 | Approved | NM-FL Net Metering | FL | 2009-06-29 | Connected | Photovoltaic |  | 4.08 | South Coastal |  | 2014-09-10 |  |  | Executed
DC | Buncombe | Campbell Family Investments LLC |  |  |  | 2.88 | Solar | Non-Residential | 206 E State Street | Black Mountain | NC | 28711 | Approved | NC CSP-Cogeneration and Small Power Producer-Sell All | PEC Carolinas | 2007-06-27 | Connected | Photovoltaic |  | 2.3 | Northern |  | 2012-10-18 |  |  | Executed
DC | Buncombe | Campbell Family Investments LLC |  |  |  | 2.88 | Solar | Non-Residential | 206 E State Street | Black Mountain | NC | 28711 | Approved | NC NM-Net Metering for Renewable Energy Facilities | PEC Carolinas | 2013-11-14 | Connected | Photovoltaic |  | 2.3 | Northern |  | 2013-05-27 |  | 2013-05-27 | Executed
AC | Greenville | Aquenergy Systems, LLC- Piedmont - Hydroelectric | 12,470Y/7,200 | Distribution |  | 1050 | Hydroelectric | Non-Residential | 1 Main St, Suite #B | Piedmont | SC | 29673 | Cancelled | PP-SC Purchased Power | Carolinas | 1997-12-29 | Cancelled | Other | Piedmont Hydro Facility | 600 | Southern | 3-phase |  |  |  | Cancelled
DC | East End | CANCELLED- City of Cincinnati Safety Department Fire House 18 | 208Y/120 | Distribution | 455 (235 Watt) Canadian Solar CS6P-235P Solar Panels | 106.93 | Solar | Non-Residential | 478 Wilmer | Cincinnati | OH | 45226 | Cancelled | Rider NM - Net Metering Rider - OH | OH/KY |  |  | Photovoltaic |  | 95 | South | 3-phase | 2012-06-08 |  | 2012-06-08 | Cancelled
AC | Anderson | Pelzer Hydro Company, LLC | 12,470Y/7,200 | Distribution |  | 3300 | Hydroelectric | Non-Residential | 900 Dunlap Lower Hydro Rd | Williamston | SC | 29697 | Cancelled | PP-SC Purchased Power | Carolinas | 1990-09-12 | Cancelled | Other | Lower Pelzer Hydro Facility | 3300 | Southern | 3-phase |  |  |  | Cancelled
DC |  | Rhubarb One, LLC |  | Transmission | 99632 REC 310W solar panels | 30886 | Solar | Non-Residential | Morning Court | Marion | SC | 29571 | Cancelled | SC CSP29-Cogeneration and Small Power Producer-Sell All | PEC Carolinas |  | Cancelled | Photovoltaic |  | 23782 | Southern |  | 2015-01-14 |  | 2015-01-14 | Cancelled
AC | Laurens | Aquenergy Systems, LLC - Ware Shoals | 2,400 Delta | Transmission |  | 6300 | Hydroelectric | Non-Residential | 1987 Power House Rd | Ware Shoals | SC | 29692 | Cancelled | PP-SC Purchased Power | Carolinas | 1997-12-09 | Cancelled | Other | Ware Shoals Hydro Facility | 6300 | Southern | 3-phase |  |  |  | Cancelled
AC | Anderson | Pelzer Hydro Company,LLC | 12,470Y/7,200 | Distribution |  | 2020 | Hydroelectric | Non-Residential | 115 Lebby St Sec Upper Hydro | Anderson | SC | 29673 | Cancelled | PP-SC Purchased Power | Carolinas | 1998-09-11 | Cancelled | Other | Upper Pelzer Hydro Project | 2020 | Southern | 3-phase |  |  |  | Cancelled
DC | Volusia | Candace A Grant | 120/240 | Distribution | Qty 35 Solar World 285W Solar Panels | 9.98 | Solar | Residential | 912 Fallbrooke Ave | Deltona | FL | 32725 | Approved | NM-FL Net Metering | FL |  | Pending | Photovoltaic |  | 8.479 | North Central | Single | 2015-06-03 |  | 2015-06-03 | Open
DC |  | Candace Solar, LLC |  | Distribution |  |  | Solar | Non-Residential | Unknown | Princeton | NC | 27569 | Approved | NC CSP29-Cogeneration and Small Power Producer-Sell All | PEC Carolinas |  | Under Construction | Photovoltaic |  | 5000 | Northern |  | 2014-10-21 |  | 2013-05-10 | Open
DC | LAKE | Brian Feeney |  | Distribution |  | 8.25 | Solar | Residential | 104 MIST FLOWER LN, SOLAR PWR | GROVELAND | FL | 34736 | Approved | NM-FL Net Metering | FL | 2014-06-06 | Connected | Photovoltaic |  | 7.013 | South Central |  | 2014-09-10 |  |  | Executed
DC |  | Cane Creek Solar, UC |  | Distribution |  |  | Solar | Non-Residential | Unknown | Fletcher | NC | 0 | Cancelled |  | PEC Carolinas |  | Cancelled | Photovoltaic |  | 500 | Unknown |  | 2014-10-21 |  | 2012-06-04 | Cancelled
DC |  | Cane Creek/NC Renewable Energy, LLC |  | Distribution |  |  | Solar | Non-Residential | Unknown | Bakersville | NC | 0 | Cancelled |  | PEC Carolinas |  | Cancelled | Photovoltaic |  | 700 | Unknown |  | 2014-10-21 |  | 2012-02-03 | Cancelled
DC | Johnston | Canon Farm, LLC |  | Distribution | Qty 63600 110W First Solar Series 4 PV Module Solar Panels | 6996 | Solar | Non-Residential | 1852 Wilson Mills Road | Smithfield | NC | 27577 | Pending |  | PEC Carolinas |  | Pending | Photovoltaic |  | 4998 | Unknown | 3-phase | 2015-05-19 |  | 2015-05-19 | Open
DC |  | Cape Fear Academy |  |  |  | 1.25 | Solar | Non-Residential | 3900 S. College Road | Wilmington | NC | 11111 | Cancelled | NC NM-Net Metering for Renewable Energy Facilities | PEC Carolinas |  |  | Photovoltaic |  | 1 | Northern |  | 2012-10-18 |  |  | Cancelled
DC | NEW HANOVER | Cape Fear Solar Systems, LLC | 120/240 |  |  | 1.75 | Solar | Residential | 311 St. Anne's Moor | Wilmington | NC | 28412 | Approved | NC CSP-Cogeneration and Small Power Producer-Sell All | PEC Carolinas | 2009-11-10 | Connected | Photovoltaic |  | 1.4 | Eastern | Single | 2012-10-18 |  |  | Executed
DC | Orange | Timothy Albaugh | 120/240 | Distribution | Qty 20 LG260S1C-G3 Solar Panels | 5.2 | Solar | Residential | 920 Split Rail Ln | Hillsborough | NC | 27278 | Approved | NM-NC Net Metering | Carolinas | 2015-01-13 | Connected | Photovoltaic |  | 4.3 | Northern | Single | 2015-01-06 | 2015-01-09 | 2015-01-06 | Executed
DC |  | Capital Bank |  |  |  | 4.63 | Solar | Non-Residential | 1312 Kirkland Road # 117 | Hope Mills | NC | 28348 | Pending | NC NM-Net Metering for Renewable Energy Facilities | PEC Carolinas |  | Pending | Photovoltaic |  | 3.7 | Northern |  | 2012-10-18 |  | 2013-06-18 | Open
DC | SEMINOLE | Brian Foshee |  | Distribution |  | 4.91 | Solar | Residential | 2245 TURNBERRY DR | OVIEDO | FL | 32765 | Approved | NM-FL Net Metering | FL | 2014-01-13 | Connected | Photovoltaic |  | 4.169 | North Central |  | 2014-09-10 |  |  | Executed
AC | Person | Capital Power- Roxboro |  | Transmission |  | 42000 | Biomass | Non-Residential | Unknown | Roxboro | NC | 27573 | Approved | Negotiated (NC) | PEC Carolinas | 2011-03-30 | Connected | Other | EPCOR/Primary Energy/Cogentrix Roxboro | 42000 | Unknown |  | 2014-10-21 |  |  | Executed
AC | Brunswick | Capital Power- Southport |  | Transmission |  |  | Biomass | Non-Residential | Unknown | Southport | NC | 28461 | Approved | Negotiated (NC) | PEC Carolinas | 2011-03-30 | Connected | Other | EPCOR/Primary Energy/Cogentrix Southport | 80000 | Unknown |  | 2014-10-21 |  |  | Executed
DC | Franklin | Cardinal Solar LLC |  | Distribution | Qty 22,344 JA Solar JAP6 72-310/3BB | 6926.64 | Solar | Non-Residential | 709 Hickory Rock Rd. | Louisburg | NC | 27549 | On Hold |  | PEC Carolinas |  | Pending | Photovoltaic |  | 5010 | Unknown | 3-phase | 2015-01-26 |  | 2015-01-26 | Open
DC | Orange | Timberlyne Professional Center, LLC - NM | 208Y/120 | Distribution |  | 9.8 | Solar | Non-Residential | 110 Banks Dr | Chapel Hill | NC | 27514 | Approved | PP-N NC - Non-Hydroelectric Qualifying Facilities | Carolinas | 2010-04-13 | Connected | Photovoltaic | Timberlyne Professional Center PV Installation | 9 | Northern | 3-phase | 2011-04-07 |  | 2009-12-01 | Executed
DC | PINELLAS | Brian Hartley |  | Distribution |  | 10 | Solar | Residential | 570 TALLAHASSEE DRIVE NE | ST PETERSBURG | FL | 33702 | Approved | NM-FL Net Metering | FL | 2013-02-19 | Connected | Photovoltaic |  | 8.5 | South Coastal |  | 2014-09-10 |  |  | Executed
DC | Wayne | Brian J Short | 120/240 | Distribution | twenty-eight 255-W REC255PE solar modules | 7.14 | Solar | Residential | 4620 Middleboro Ln | Richmond | IN | 47374 | Approved | Net Metering - Standard Contract Rider No. 57 | IN | 2014-09-15 | Connected | Photovoltaic |  | 6 | Northern | Single | 2014-07-21 |  | 2014-07-21 | Executed
DC | ORANGE | Brian Voigt |  | Distribution |  | 3.57 | Solar | Residential | 2314 FAWN PL | ORLANDO | FL | 32837 | Approved | NM-FL Net Metering | FL | 2014-07-21 | Connected | Photovoltaic |  | 3.035 | South Central |  | 2014-09-10 |  |  | Executed
DC | Lincoln | Carl E Fowler | 120/240 | Distribution | Qty 6 Renesola 250W - Solar Panels | 1.5 | Solar | Residential | 966 Mansion Dr | Lincolnton | NC | 28092 | Pending | NM-NC Net Metering | Carolinas |  | Pending | Photovoltaic |  | 1.29 | Northern | Single | 2015-03-09 | 2015-05-19 | 2015-03-09 | Open
DC | Lake | Brian Miller |  | Distribution |  | 5.28 | Solar | Residential | 530 ROSE ST | Umatilla | FL | 32784 | Approved | NM-FL Net Metering | FL | 2010-01-22 | Connected | Photovoltaic |  | 4.488 | North Central |  | 2014-09-10 |  |  | Executed
DC | Orange | Timberlyne Legion, LLC - NM | 208Y/120 | Distribution |  | 9.8 | Solar | Non-Residential | 1703 Legion Rd | Chapel Hill | NC | 27517 | Approved | PP-N NC - Non-Hydroelectric Qualifying Facilities | Carolinas | 2010-03-31 | Connected | Photovoltaic | Timberlyne Legion PV Installation | 9 | Northern | 3-phase | 2011-04-07 |  | 2009-12-01 | Executed
DC | Orange | Brian Mason | 120/240 | Distribution |  | 10 | Solar | Residential | 11063 PRAIRIE HAWK DR | Orlando | FL | 32837 | Approved | NM-FL Net Metering | FL | 2014-10-29 | Connected | Photovoltaic |  | 8.5 | South Central | Single | 2014-10-27 |  | 2014-10-27 | Executed
DC |  | Brian P Morgan | 120/240 | Distribution | Thirty 235 Watt Schuco Solar Panels | 7.05 | Solar | Residential | 1307 Observatory Avenue | Cincinnati | OH | 45215 | Approved | Rider NM - Net Metering Rider - OH | OH/KY | 2011-11-14 | Connected | Photovoltaic |  | 6.45 | South | Single | 2011-11-07 |  | 2011-11-07 | Executed
DC | Union | Tim Woodward | 120/240 | Distribution | Qty 16 Solarworld 250W | 4 | Solar | Residential | 9302 Deer Run Rd | Waxhaw | NC | 28173 | Approved | NM-NC Net Metering | Carolinas | 2014-11-21 | Connected | Photovoltaic |  | 4 | Central | Single | 2014-10-20 | 2014-11-05 | 2014-10-20 | Executed
DC | HAMILTON | BRIAN PICKERING | 120/240 | Distribution | fourteen 230-W Schuco MPE230 PS-09 solar modules | 3.22 | Solar | Residential | 4178 PAXTON WOODS DR | CINCINNATI | OH | 45209 | Approved | Rider NM - Net Metering Rider - OH | OH/KY | 2011-03-08 | Connected | Photovoltaic |  | 2.66 | Central | Single | 2011-05-18 |  | 2011-05-18 | Executed
DC | Marion | Brian Schackman |  | Distribution |  | 5.04 | Solar | Residential | 9279 SE 120TH LOOP | SUMMERFIELD | FL | 34491 | Approved | NM-FL Net Metering | FL | 2009-02-12 | Connected | Photovoltaic |  | 4.284 | North Coastal |  | 2014-09-10 |  |  | Executed
DC | Buncombe | Brian Smith | 120/240 | Distribution | Qty 24 Trina Solar 250W | 6 | Solar | Residential | 7 Light Cahill Ct | Baltimore Lake | NC | 28715 | Approved | NM-NC Net Metering | PEC Carolinas | 2014-05-02 | Connected | Photovoltaic |  | 6 | Southern | Single | 2014-03-05 |  | 2014-03-05 | Executed
DC | Brunswick | Brian Northcutt | 120/240 | Distribution | QTY 16 LG 280 Mono X panels | 4.48 | Solar | Residential | 2078 Willow Crk | Leland | NC | 28451 | Pending | NC NM-Net Metering for Renewable Energy Facilities | PEC Carolinas | 2014-12-23 | Connected | Photovoltaic |  | 3.4 | Eastern | Single | 2014-11-12 |  | 2014-11-12 | Executed
DC | Orange | Brian Varner | 120/240 | Distribution | Qty 30 Renergy 100W Solar Panels | 3 | Solar | Residential | 12896 Sweet Hill Rd | Polk City | FL | 33868 | Approved | NM-FL Net Metering | FL | 2015-05-11 | Connected | Photovoltaic |  | 2.55 | South Central | Single | 2015-05-06 |  | 2015-05-06 | Executed
DC | SEMINOLE | Brian Woods |  | Distribution |  | 10 | Solar | Residential | 431 LAKEPARK TRL | OVIEDO | FL | 32765 | Approved | NM-FL Net Metering | FL | 2014-01-15 | Connected | Photovoltaic |  | 8.5 | North Central |  | 2014-09-10 |  |  | Executed
DC | Buncombe | Brian Zimmerman | 120/240 | Distribution |  | 2.7 | Solar | Residential | 186 Smith Knolls Road | Fairview | NC | 28730 | Approved | NC NM-Net Metering for Renewable Energy Facilities | PEC Carolinas | 2010-01-14 | Connected | Photovoltaic |  | 2.16 | Western | Single | 2012-10-18 |  |  | Executed
DC | HAMILTON | CARMEL CLAY SCHOOLS | 12470Y/7200 |  | twelve 100-W solar panels | 1.2 | Solar | Non-Residential | 520 MAIN ST E | CARMEL | IN | 46032 | Approved | Net Metering - Standard Contract Rider No. 57 | IN | 2002-08-21 | Connected | Photovoltaic |  | 1 | North | 3 phase |  |  |  | Executed
DC | York | Tim M. MacDonald | 120/240 | Distribution | (12) LG235M1C-G2 | 2.82 | Solar | Residential | 325 Grier Lesslie Road | Rock Hill | SC | 29730 | Approved | NM-SC Net Metering | Carolinas | 2012-12-05 | Connected | Photovoltaic |  | 2.5 | Central | Single | 2012-10-17 | 2012-11-09 | 2012-10-17 | Executed
DC | Shelby County | Brice A Tressler | 120/240 | Distribution | fifteen 260-W Canadian Solar CS6P-260P solar panels | 3.9 | Solar | Residential | 2629 S Sunrise Dr | New Palestine | IN | 46163 | Approved | Net Metering - Standard Contract Rider No. 57 | IN | 2015-05-11 | Connected | Photovoltaic |  | 3.8 | Northern | Single | 2015-04-22 |  | 2015-04-22 | Executed
DC | Hancock | Brice A Tressler | 120/240 | Distribution | fifty-two 260-W Suniva Optimus OPT260-60-4-1B0 solar panels | 13.52 | Solar | Residential | 3609 Southway Dr S | New Palestine | IN | 46163 | Approved | Net Metering - Standard Contract Rider No. 57 | IN | 2014-08-25 | Connected | Photovoltaic |  | 13 | Northern | Single | 2014-07-18 |  | 2014-07-18 | Executed
DC | Seminole | Bridgette Baten |  | Distribution |  | 4.92 | Solar | Residential | 1574 WESCOTT LOOP | Winter Springs | FL | 32708 | Approved | NM-FL Net Metering | FL | 2011-07-21 | Connected | Photovoltaic |  | 4.182 | North Central |  | 2014-09-10 |  |  | Executed
DC | Randolph | Tim Mengel | 120/240 | Distribution |  | 4.82 | Solar | Residential | 6118 Branson Davis Rd | Randleman | NC | 27317 | Approved | PP-N NC - Non-Hydroelectric Qualifying Facilities | Carolinas | 2011-04-12 | Connected | Photovoltaic | Mengel PV Installation | 4 | Northern | Single | 2011-04-07 |  | 2011-02-22 | Executed
DC | Orange | Tilden Hagan | 120/240 | Distribution |  | 1.48 | Solar | Residential | 408 Coolidge St | Chapel Hill | NC | 27516 | Approved | NM-NC Net Metering | Carolinas | 2010-02-08 | Connected | Photovoltaic |  | 1.48 | Northern | Single | 2011-04-07 |  | 2009-06-10 | Executed
DC | Orange | Bright Wong |  | Distribution |  | 5.06 | Solar | Residential | 11203 MACAW CT | Windermere | FL | 34786 | Approved | NM-FL Net Metering | FL | 2009-10-29 | Connected | Photovoltaic |  | 4.301 | South Central |  | 2014-09-10 |  |  | Executed
DC | wake | Brittany Bodart | 120/240 | Distribution | QTY 40 BP 355 Solar modules | 14 | Solar | Residential | 324 John Horton Rd | Apex | NC | 27402 | Approved | NC NM-Net Metering for Renewable Energy Facilities | PEC Carolinas | 2014-02-27 | Connected | Photovoltaic |  | 4 | Northern | Single | 2014-01-29 |  | 2014-01-29 | Executed
DC | Columbus | Broadway Solar Center, LLC |  | Distribution |  | 6400 | Solar | Non-Residential | Unknown | Chadbourn | NC | 28431 | Approved | NC CSP27-Cogeneration and Small Power Producer-Sell All | PEC Carolinas | 2014-12-23 | Connected | Photovoltaic | Heliosage LLC (310 Dessie Road) | 4990 | Unknown | 3-phase | 2014-10-21 |  | 2012-11-29 | Executed
DC |  | Broadwell Investments Co. LLC | 480Y/277 | Distribution | two hundred sixteen Mage Powertec Plus 235W Solar Modules | 50.76 | Solar | Non-Residential | 8361 Broadwell | Cincinnati | OH | 45244 | Approved | Rider NM - Net Metering Rider - OH | OH/KY | 2012-09-06 | Connected | Photovoltaic |  | 50 | North | 3-phase | 2012-08-10 |  | 2012-08-10 | Executed
DC | Wake | Bronson Bullock | 120/240 | Distribution |  | 2.75 | Solar | Residential | 5613 Olde South Road | Raleigh | NC | 27606 | Approved | NC NM-Net Metering for Renewable Energy Facilities | PEC Carolinas | 2011-01-24 | Connected | Photovoltaic |  | 2.2 | Northern | Single | 2012-10-18 |  |  | Executed
DC | Union | Tiffany Claassen | 120/240 | Distribution | 6 Renesola JC250M-24/Bbh 250W Panels | 1.5 | Solar | Residential | 8000 Agape Ln | Waxhaw | NC | 28173 | Approved | NM-NC Net Metering | Carolinas | 2015-04-07 | Connected | Photovoltaic |  | 1.29 | Central | Single | 2015-03-02 | 2015-04-06 | 2015-03-02 | Executed
DC |  | Bruce Amendt | 120/240 | Distribution | Qty 30 Canadian Solar CS6P-255PX solar panels | 7.65 | Solar | Residential | 126 Balmy Coast Rd | Groveland | FL | 34736 | Approved | NM-FL Net Metering | FL | 2015-03-30 | Connected | Photovoltaic |  | 6.5 | South Central | Single | 2015-03-25 |  | 2015-03-25 | Executed
DC | Citrus | Bruce Brandes | 120/240 | Distribution | Qty 24 SW250w, solar panels | 6 | Solar | Residential | 716 SW Kings Bay Dr | Crystal River | FL | 34429 | Approved | NM-FL Net Metering | FL | 2015-06-10 | Connected | Photovoltaic |  | 5.1 | North Coastal | Single | 2015-06-08 |  | 2015-06-08 | Executed
DC | Seminole | Bruce Cinader |  | Distribution |  | 10 | Solar | Residential | 350 SMITH ST | Oviedo | FL | 32765 | Approved | NM-FL Net Metering | FL | 2012-07-24 | Connected | Photovoltaic |  | 8.5 | North Central |  | 2014-09-10 |  |  | Executed
DC | Stokes | Carol Jean Solar, LLC |  | Distribution | Qty 17424 (285 Watt) Trina TSM-285 PA14 | 4965.84 | Solar | Non-Residential | 769 Fowler Rd | Walnut Cove | NC | 27052 | Pending | PP-N NC - Non-Hydroelectric Qualifying Facilities | Carolinas |  | Pending | Photovoltaic |  | 4000 | Northern | 3-phase | 2013-02-05 |  | 2013-02-05 | Open
DC | Chatham | Bruce Eugene Davis | 120/240 | Distribution |  | 3.38 | Solar | Residential | 793 Elmer Keck Road | Pittsboro | NC | 27312 | Approved | NC NM-Net Metering for Renewable Energy Facilities | PEC Carolinas | 2011-06-10 | Connected | Photovoltaic |  | 2.7 | Northern | Single | 2012-10-18 |  |  | Executed
DC | Orange | Bruce Woloshin |  | Distribution |  | 5.14 | Solar | Residential | 12668 WESTFIELD LAKES CIR | Winter Garden | FL | 34787 | Approved | NM-FL Net Metering | FL | 2010-02-03 | Connected | Photovoltaic |  | 4.369 | South Central |  | 2014-09-10 |  |  | Executed
DC | Pinellas | Bruce Hause |  | Distribution |  | 5.23 | Solar | Residential | 700 S PROSPECT AVE | Clearwater | FL | 33756 | Approved | NM-FL Net Metering | FL | 2012-12-12 | Connected | Photovoltaic |  | 4.446 | South Coastal |  | 2014-09-10 |  |  | Executed
DC | Durham | Tiffani Johnson | 120/240 | Distribution | 23 Sunvia 250 W panels | 5.75 | Solar | Residential | 326 Bywood Drive | Durham | NC | 27712 | Approved | NM-NC Net Metering | Carolinas | 2013-06-07 | Connected | Photovoltaic |  | 4.945 | Northern | Single | 2013-04-30 | 2013-06-06 | 2013-04-30 | Executed
DC | Orange | Bruce Linsmeyer | 120/240 | Distribution | 5.64 |  | Solar | Residential | 2113 Waterkey Dr | Windermere | FL | 34786 | Approved | NM-FL Net Metering | FL | 2014-11-24 | Connected | Photovoltaic |  | 4.794 | South Central | Single | 2015-05-01 |  | 2015-05-01 | Executed
DC | Mecklenburg | Thumbelina L Long | 120/240 | Distribution | qty 4 Renesola virtus II 250W solar panels | 1 | Solar | Residential | 2520 Burkholder Rd | Charlotte | NC | 28214 | Approved | NM-NC Net Metering | Carolinas | 2015-04-23 | Connected | Photovoltaic |  | 0.86 | Central | Single | 2015-01-16 | 2015-04-21 | 2015-01-16 | Executed
DC |  | Bruce Murch | 120/240 | Distribution | Twelve Sharp 235-W solar panels | 2.82 | Solar | Residential | 7846 Glenbrook Court | Cincinnati | OH | 45224 | Approved | Rider NM - Net Metering Rider - OH | OH/KY | 2011-06-15 | Connected | Photovoltaic |  | 2.28 | South | Single | 2011-06-10 |  | 2011-06-10 | Executed
DC | Randolph | Carolina Solar Energy II - ABD Farm |  | Distribution |  |  | Solar | Non-Residential | Unknown | Asheboro | NC | 27203 | Approved |  | PEC Carolinas |  | Pending | Photovoltaic |  | 4950 | Unknown |  | 2014-10-21 |  | 2014-07-09 | Open
DC | Alamance | Carolina Solar Energy II, LLC | 12,470Y/7,200 | Distribution |  | 6498 | Solar | Non-Residential | 4945 NC Hwy 49 | Burlington | NC | 27217 | Cancelled | PP-N NC - Non-Hydroelectric Qualifying Facilities | Carolinas |  | Cancelled | Photovoltaic |  | 4950 | Northern | 3-phase | 2014-06-27 |  |  | Cancelled
DC | Lee | Carolina Solar Energy II, LLC - Boaz Farm |  | Distribution | Qty 21660 Canadian Solar CS6X-300P | 6498 | Solar | Non-Residential | 0 Kelly Dr | Sanford | NC | 27330 | Pending |  | PEC Carolinas |  | Pending | Photovoltaic |  | 4500 | Unknown | 3-phase | 2014-10-26 |  | 2014-09-15 | Open
DC | Lee | Carolina Solar Energy II, LLC - Cohen Farm |  |  | Qty 21660 Canadian Solar 300W Solar Panels | 6498 | Solar | Non-Residential | Brown Road | Sanford | NC | 27701 | Pending |  | PEC Carolinas |  | Pending | Photovoltaic |  | 4500 | Unknown | 3-phase | 2014-10-26 |  | 2014-09-12 | Open
DC | Lenoir | Carolina Solar Energy II, LLC - Exum Farm |  |  | Qty 21660 Canadian Solar 300W Solar Panels | 6498 | Solar | Non-Residential | Harvey Rouse Road & S. Highland Avenue | Grifton | NC | 27701 | Pending |  | PEC Carolinas |  | Pending | Photovoltaic |  | 4500 | Unknown | 3-phase | 2014-10-26 |  | 2014-09-12 | Open
DC | Montgomery | Carolina Solar Energy II, LLC - Haywood |  | Distribution |  |  | Solar | Non-Residential | Unknown | Troy | NC | 27371 | Approved |  | PEC Carolinas |  | Pending | Photovoltaic |  | 4950 | Unknown |  | 2014-10-21 |  | 2014-07-29 | Open
DC | Jones | Carolina Solar Energy II, LLC - Hood Farm |  |  | Qty 21660 Canadian Solar 300W Solar Panels | 6498 | Solar | Non-Residential | 5851 Hwy 70 | Trenton | NC | 27701 | Pending |  | PEC Carolinas |  | Pending | Photovoltaic |  | 4500 | Unknown | 3-phase | 2014-10-26 |  | 2014-09-12 | Open
DC | Franklin | Carolina Solar Energy II, LLC (Holmes Farm) 25 Dukes Ln |  | Distribution | Qty 22,131 (300 Watt) Canadian Solar CS6X300P Solar Panels | 6639.3 | Solar | Non-Residential | 25 Dukes Lane | Youngsville | NC | 27596 | Pending | NC CSP29-Cogeneration and Small Power Producer-Sell All | PEC Carolinas |  | Pending | Photovoltaic |  | 4500 | Northern | 3-phase | 2015-04-28 |  | 2015-04-13 | Open
DC | Orange | Carolina Solar Energy, LLC - NM |  | Distribution |  | 100 | Solar | Non-Residential | 1201 Old Greensboro Rd | Chapel Hill | NC | 27516 | Cancelled | PP-N NC - Non-Hydroelectric Qualifying Facilities | Carolinas |  |  | Photovoltaic |  |  | Northern | 3-phase | 2011-04-07 |  | 2008-07-15 | Cancelled
DC | Pinellas | Bruce Taylor |  | Distribution |  | 2.43 | Solar | Residential | 131 35TH AVENUE NE | ST. PETERSBURG | FL | 33704 | Approved | NM-FL Net Metering | FL | 2013-10-21 | Connected | Photovoltaic |  | 2.066 | South Coastal |  | 2014-09-10 |  |  | Executed
DC | LAKE | Bruce Preston |  | Distribution |  | 10 | Solar | Residential | 433 CARDINAL OAKS CT | LAKE MARY | FL | 32746 | Approved | NM-FL Net Metering | FL | 2013-10-04 | Connected | Photovoltaic |  | 8.5 | North Central |  | 2014-09-10 |  |  | Executed
DC | Montgomery | Carolina Solar II - Kalish Farms |  | Distribution |  |  | Solar | Non-Residential | Unknown | Candor | NC | 27229 | Approved |  | PEC Carolinas |  | Pending | Photovoltaic |  | 4950 | Unknown |  | 2014-10-21 |  | 2014-07-09 | Open
DC | Pinellas | Bruce Robbins |  | Distribution |  | 10.34 | Solar | Residential | 1515 BRIGHTWATERS BLVD NE | ST. PETERSBURG | FL | 33704 | Approved | NM-FL Net Metering | FL | 2014-03-07 | Connected | Photovoltaic |  | 8.785 | South Coastal |  | 2014-09-10 |  |  | Executed
DC |  | Bruce Russell-Jayne | 120/240 | Distribution | twenty 250-W Hyundai HiS-S250MG solar panels | 5 | Solar | Residential | 1452 Rohrer Rd | Carmel | IN | 46302 | Approved | Net Metering - Standard Contract Rider No. 57 | IN | 2015-05-27 | Connected | Photovoltaic |  | 5 | Southern | Single | 2015-03-31 |  | 2015-03-31 | Executed
DC |  | Timberlake Farm, LLC |  | Transmission | Canadian Solar CS6P | 51984 | Solar | Non-Residential | 1428 State Road 1254 | Lexington | NC | 27292 | Cancelled | Negotiated (NC) | Carolinas |  | Cancelled | Photovoltaic |  | 39600 | Northern | 3-phase | 2013-08-08 |  | 2013-08-08 | Cancelled
DC | Alamance | Thomas Wentwo Graham | 120/240 | Distribution | Qty 20 Rec Peak Energy 255W Solar Panels | 5.1 | Solar | Residential | 5127 Mount Olive Church Rd | Pittsboro | NC | 27312 | Approved | NM-NC Net Metering | Carolinas | 2014-12-01 | Connected | Photovoltaic |  | 5 | Northern | Single | 2014-11-05 | 2014-11-26 | 2014-11-05 | Executed
DC | Durham | Carolyn A Weinbaum | 120/240 | Distribution | Qty 28 Axitec 250W Solar Panels | 7 | Solar | Residential | 1921 W Cornwallis Rd | Durham | NC | 27705 | Pending | NM-NC Net Metering | Carolinas |  | Pending | Photovoltaic |  | 6.72 | Northern | Single | 2015-05-22 |  | 2015-05-22 | Open
DC | Mecklenburg | Thomas Walsh | 120/240 | Distribution | QTY 23 Sunmodule 250 Modules | 5.75 | Solar | Residential | 7373 Delta Ln | Charlotte | NC | 28215 | Approved | NM-NC Net Metering | Carolinas | 2014-10-21 | Connected | Photovoltaic |  | 5.75 | Central | Single | 2014-09-16 | 2014-10-17 | 2014-09-16 | Executed
DC | Henderson | Carolyn Consulting, LLC | 480Y/277 | Distribution | Qty 416 (250 Watt Samsung PV-MBA1BG250) | 104 | Solar | Non-Residential | 221 Old Hendersonville Rd | Fletcher | NC | 28732 | Cancelled | PP-N NC - Non-Hydroelectric Qualifying Facilities | Carolinas |  | Cancelled | Photovoltaic |  | 95 | Southern | 3-phase | 2012-09-25 |  | 2012-09-25 | Cancelled
DC | Greenville | Thomas W. Bates | 120/240 | Distribution |  | 5.16 | Solar | Residential | 106 Banner Brook Dr | Simpsonville | SC | 29680 | Approved | PP-SC Purchased Power | Carolinas | 2009-03-12 | Connected | Photovoltaic | Bates PV Installation | 5.16 | Southern | Single | 2011-04-07 |  | 2009-02-19 | Executed
DC | Pinellas | Bryan Allred | 120/240 | Distribution | Renesola | 2 | Solar | Residential | 2397 GRANADA CIR W | St. Petersburg | FL | 33712 | Approved | NM-FL Net Metering | FL | 2014-11-07 | Connected | Photovoltaic |  | 1.7 | South Coastal | Single | 2014-11-05 |  | 2014-11-05 | Executed
DC | Mecklenburg | Thomas W Forrest | 120/240 | Distribution | Qty23 (245 Watt) REC245PE BLK | 5.64 | Solar | Residential | 9740 Aviary Hill Way | Charlotte | NC | 28214 | Approved | NM-NC Net Metering | Carolinas | 2012-12-11 | Connected | Photovoltaic |  | 4.945 | Central | Single | 2012-10-12 | 2012-12-06 | 2012-10-12 | Executed
DC | Lake | Bryan Marchant |  | Distribution |  | 0.72 | Solar | Residential | 908 JACARANDA DR | Lady Lake | FL | 32159 | Approved | NM-FL Net Metering | FL | 2010-07-16 | Connected | Photovoltaic |  | 0.612 | North Coastal |  | 2014-09-10 |  |  | Executed
DC | ORANGE | Thomas W Fisher | 120/240 | Distribution | Qty 24 REC 255W PE Solar Panels | 6.12 | Solar | Residential | 104 Rocky Pt. | Carrboro | NC | 27510 | Approved | NM-NC Net Metering | Carolinas | 2015-03-20 | Connected | Photovoltaic |  | 6 | Northern | Single | 2015-01-29 | 2015-03-09 | 2015-01-29 | Executed
DC | Orange | Bryan Morris |  | Distribution |  | 8.6 | Solar | Residential | 8258 GOLDEN CHICKASAW CIR | ORLANDO | FL | 32825 | Approved | NM-FL Net Metering | FL | 2012-06-27 | Connected | Photovoltaic |  | 7.31 | South Central |  | 2014-09-10 |  |  | Executed
DC | Mecklenburg | Carrie Mungo | 120/240 | Distribution | Qty 8 Rensola Virtus 250W Solar Panles | 2 | Solar | Residential | 1610 Rembert Ct | Charlotte | NC | 28206 | Pending | NM-NC Net Metering | Carolinas |  | Pending | Photovoltaic |  |  | Central | Single | 2015-05-07 |  | 2015-05-07 | Open
DC | Caswell | Carter Caswell Farm, LLC |  | Distribution | Qty 21660 (300 Watt) Canadian Solar CS6X-300P | 6498 | Solar | Non-Residential | 10955 NC Highway 86 N | Providence | NC | 27315 | Cancelled | PP-N NC - Non-Hydroelectric Qualifying Facilities | Carolinas |  | Cancelled | Photovoltaic |  | 4500 | Northern | 3-phase | 2013-02-11 |  | 2013-02-11 | Cancelled
DC | Seminole | Bryan Smathers |  | Distribution |  | 4.92 | Solar | Residential | 332 REIDER AVE | Longwood | FL | 32750 | Approved | NM-FL Net Metering | FL | 2011-06-10 | Connected | Photovoltaic |  | 4.182 | North Central |  | 2014-09-10 |  |  | Executed
DC | Edgecombe | Carter Solar LLC |  |  | Qty 22,344 JA Solar JAP6 72-310/3BB | 6926.64 | Solar | Non-Residential | 2771 Bumpy Ln | Battleboro | NC | 27809 | Pending |  | PEC Carolinas |  | Pending | Photovoltaic |  | 4500 | Unknown |  | 2015-01-23 |  | 2015-01-23 | Open
DC | Carteret | Carteret Community College | 120/240 |  |  | 1.5 | Solar | Non-Residential | 3505 Arendell Street | Morehead City | NC | 28557 | Approved | NC CSP-Cogeneration and Small Power Producer-Sell All | PEC Carolinas | 2012-09-11 | Connected | Photovoltaic |  | 1.2 | Eastern | Single | 2012-10-18 |  |  | Executed
DC | Orange | Thomas Schopler | 120/240 | Distribution | 24 (220 Watt) Trina TSM-220PA05 Solar Panels | 5.28 | Solar | Residential | 8220 Morrow Mill Road | Chapel Hill | NC | 27516 | Approved | PP-N NC - Non-Hydroelectric Qualifying Facilities | Carolinas | 2012-08-03 | Connected | Photovoltaic | Schopler PV Installation | 5 | Northern | Single | 2011-11-11 |  | 2011-11-11 | Executed
DC | Moore | Carthage Solar LLC |  | Distribution | Qty 21660 Canadian Solar CS6X-300P | 6498 | Solar | Non-Residential | US Hwy 15/501 | Carthage | NC | 28327 | Cancelled |  | PEC Carolinas |  | Cancelled | Photovoltaic |  | 4800 | Unknown | 3-phase | 2014-12-15 |  | 2014-12-15 | Cancelled
DC | Seminole | Buddy Sharpe |  | Distribution |  | 6.07 | Solar | Residential | 901 MARKHAM WOODS RD | Longwood | FL | 32779 | Approved | NM-FL Net Metering | FL | 2009-06-10 | Connected | Photovoltaic |  | 5.16 | North Central |  | 2014-09-10 |  |  | Executed
DC | ORANGE | Buena Vista At Cypress Pt Lp, Dba Buena Vista Point Apt |  | Distribution |  | 9.95 | Solar | Non-Residential | 11850 Reedy Creek Dr, Rec | ORLANDO | FL | 32836 | Approved | NM-FL Net Metering | FL | 2014-08-17 | Connected | Photovoltaic |  | 8.453 | South Central |  | 2014-09-10 |  |  | Executed
DC | BARTHOLOMEW | CASAVERDE LLC |  |  | eight 210-W Sanyo HIT-210 solar panels | 1.68 | Solar | Non-Residential | 1000 JACKSON ST | COLUMBUS | IN | 47201 | Approved | Net Metering - Standard Contract Rider No. 57 | IN | 2009-09-09 | Connected | Photovoltaic |  | 1.68 | Southeast |  |  |  |  | Executed
DC | Nash | Cash Solar, LLC |  | Distribution | 22,344 310W JA Solar JAP6-72-310 Panels | 6927 | Solar | Non-Residential | 4781 Loop Rd. | Nashville, | NC | 27856 | Pending |  | PEC Carolinas |  | Pending | Photovoltaic |  | 5001 | Northern |  | 2015-02-06 |  | 2015-02-06 | Open
DC |  | Burke Inc. | 480Y/277 | Distribution | forty-seven Sunmodule SW 245-W solar modules | 11.52 | Solar | Non-Residential | 500 W 7th St | Cincinnati | OH | 45203 | Approved | Rider NM - Net Metering Rider - OH | OH/KY | 2012-12-18 | Connected | Photovoltaic |  | 372.5 | North | 3-phase | 2012-10-08 |  | 2012-10-08 | Executed
DC | Buncombe | Buzz Kaas | 120/240 | Distribution | 4 LG 255 Watt Solar Panels | 1.02 | Solar | Residential | 60 Cove Springs Drive | Barnardsville | NC | 28709 | Approved | NC NM-Net Metering for Renewable Energy Facilities | PEC Carolinas | 2013-04-25 | Connected | Photovoltaic |  | 0.86 | Western | Single | 2012-11-14 |  | 2012-11-14 | Executed
DC | Pinellas | Byron G Broun | 120/240 | Distribution | Canadian Solar CS6P-255M | 4.33 | Solar | Residential | 5829 21ST AVE S | St. Petersburg | FL | 33707 | Approved | NM-FL Net Metering | FL | 2015-01-06 | Connected | Photovoltaic |  | 3.68 | South Coastal | Single | 2015-01-04 |  | 2015-01-04 | Executed
DC | Caswell | Caswell Solar, LLC |  | Distribution | Qty 21660 (300 Watt) Canadian Solar, CS6X-300P Solar Panels | 6498 | Solar | Non-Residential | Fire Tower Rd. | Yanceyville | NC | 27212 | Pending |  | PEC Carolinas |  | Pending | Photovoltaic |  | 4800 | Northern | 3-phase | 2014-10-26 |  | 2014-09-23 | Open
DC | Lincoln | Thomas Morrison | 120/240 | Distribution | QTY 24 Sunmodule 260 Modules | 6 | Solar | Residential | Al Hager Ln | Iron Station | NC | 28080 | Approved | NM-NC Net Metering | Carolinas | 2014-05-22 | Connected | Photovoltaic |  | 5.16 | Central | Single | 2014-05-02 | 2014-05-21 | 2014-05-02 | Executed
DC | Alamance | Thomas McLean | 120/240 | Distribution | Qty 27 LG260S1C-G3 260W Solar Panel | 7.02 | Solar | Residential | 416 Cedarwood Dr | Burlington | NC | 27215 | Approved | NM-NC Net Metering | Carolinas | 2014-12-26 | Connected | Photovoltaic |  | 7.02 | Northern | Single | 2014-12-01 | 2014-12-19 | 2014-12-01 | Executed
DC | Mecklenburg | Thomas Maier | 120/240 | Distribution | 26 Suniva 270W Solar Panels | 7.02 | Solar | Residential | 9342 Carneros Creek Rd. | Charlotte | NC | 28214 | Approved | NM-NC Net Metering | Carolinas | 2015-04-22 | Connected | Photovoltaic |  | 6.24 | Central | Single | 2015-03-30 | 2015-04-17 | 2015-03-30 | Executed
DC | Rutherfordton | Thomas M and Christine A Phelps | 120/240 | Distribution | 11 Samsung PV-MBA1BG255 PV Modules | 2.81 | Solar | Residential | 211 Marlowe Trail | Bostic | NC | 28018 | Approved | NM-NC Net Metering | Carolinas | 2012-12-19 | Connected | Photovoltaic |  | 2.8 | Southern | Single | 2012-11-07 | 2012-12-17 | 2012-11-07 | Executed
DC | Mecklenburg | Thomas Lamano | 120/240 | Distribution | QTY 30 ET AC 250W | 7.5 | Solar | Residential | 9044 Peyton Randolph Dr | Charlotte | NC | 28277 | Approved | NM-NC Net Metering | Carolinas | 2013-10-01 | Connected | Photovoltaic |  | 7.5 | Central | Single | 2013-08-29 | 2013-09-17 | 2013-08-29 | Executed
AC | Catawba | Catawba County Biodiesel Facility | 480Y/277 | Distribution |  | 300 | Biodiesel | Non-Residential | Rocky Ford Road | Newton | NC | 28658 | Cancelled | NM-NC Net Metering | Carolinas |  | Cancelled | Other |  | 300 | Central | 3-phase | 2011-05-16 |  | 2011-04-04 | Cancelled
DC | Swain | Thomas Knox Worde | 120/240 | Distribution |  | 2.52 | Solar | Residential | 763 J. E. Burnette Rd | Bryson City | NC | 28713 | Approved | PP-N NC - Non-Hydroelectric Qualifying Facilities | Carolinas | 2009-01-13 | Connected | Photovoltaic | Worde PV Installation | 2.52 | Southern | Single | 2011-04-07 |  | 2008-10-22 | Executed
DC | Rowan | Catawba Green Step Solar, LLC |  | Distribution | QTY 2,424 SunPower X20-327-COM Commercial Solar panels | 792.65 | Solar | Non-Residential | 2300 W. Innes St | Salisbury | NC | 28144 | Pending | PP-N NC - Non-Hydroelectric Qualifying Facilities | Carolinas |  | Pending IA | Photovoltaic |  | 598 | Central | 3-phase | 2015-03-17 |  | 2015-03-17 | Open
DC | Rowan | Catawba Solar LLC |  | Distribution | QTY 8,200 Canadian Solar 305 Watt Panels | 2501 | Solar | Non-Residential | 611 Peeler Rd | Salisbury | NC | 28147 | Pending | PP-N NC - Non-Hydroelectric Qualifying Facilities | Carolinas |  | Pending | Photovoltaic |  | 2200 | Central | 3-phase | 2015-03-02 |  | 2015-03-02 | Open
DC | New Hanover | Byron Pennington Croker IV | 120/240 | Distribution | Qty 8 (265 Watt) SolarWorld Sunmodule SW 265 | 2.12 | Solar | Residential | 9102 Salem Ct | Wilmington | NC | 28411 | Approved | NC NM-Net Metering for Renewable Energy Facilities | PEC Carolinas | 2014-08-12 | Connected | Photovoltaic |  | 1.63 | Eastern | Single | 2014-07-01 |  | 2014-07-01 | Executed
DC | Orange | Byung Byung Hwang, Dba Bj Orchid |  | Distribution |  | 5.28 | Solar | Residential | 2319 MOUNTAIN APPLE WAY | Apopka | FL | 32712 | Approved | NM-FL Net Metering | FL | 2012-02-16 | Connected | Photovoltaic |  | 4.488 | North Central |  | 2014-09-10 |  |  | Executed
DC | Swain | Thomas Knox Worde | 120/240 | Distribution | Qty 21 Kyocera 255W Solar Panels, Exist Qty 14 Kyocera KD 180 W Solar 5.355 | 7.88 | Solar | Residential | 763 J. E. Burnette Rd | Bryson City | NC | 28713 | Approved | NM-NC Net Metering | Carolinas | 2015-04-20 | Connected | Photovoltaic | Worde PV Installation | 6 | Southern | Single | 2015-02-09 | 2015-06-16 | 2015-02-09 | Executed
DC | Orange | Catherine King | 120/240 | Distribution |  | 1.6 | Solar | Residential | 301 N. Estes Dr | Chapel Hill | NC | 27514 | Cancelled | SCG-NC Small Customer Generator Rider | Carolinas |  |  | Photovoltaic |  | 1.6 | Northern | Single | 2011-04-07 |  | 2006-08-24 | Cancelled
DC | Orange | C Mcmanus |  | Distribution |  | 5.28 | Solar | Residential | 2923 ROLLMAN RD | ORLANDO | FL | 32837 | Approved | NM-FL Net Metering | FL | 2012-01-17 | Connected | Photovoltaic |  | 4.488 | South Central |  | 2014-09-10 |  |  | Executed
DC | Wilkes | Catherine Wall | 120/240 | Distribution | QTY 20 LG 260 Mono X panels | 5.2 | Solar | Residential | 246 Yale ST. N | Wilkesboro | NC | 28659 | Cancelled | NM-NC Net Metering | Carolinas |  | Cancelled | Photovoltaic |  | 4.3 | Northern | Single | 2014-03-13 |  | 2014-03-13 | Cancelled
DC | Orange | C L Weirich | 120/240 | Distribution | 5.1 kw A | 10.2 | Solar | Residential | 541 TEACUP SPRINGS CT | Winter Garden | FL | 34787 | Approved | NM-FL Net Metering | FL | 2014-11-05 | Connected | Photovoltaic |  | 8.67 | South Central | Single | 2014-11-06 |  | 2014-11-06 | Executed
DC | Orange | C Thomas Henry - NonRes |  | Distribution |  | 7.56 | Solar | Non-Residential | 7455 CITRUS AVE, *NEW BLDG | Winter Park | FL | 32792 | Approved | NM-FL Net Metering | FL | 2010-02-11 | Connected | Photovoltaic |  | 6.426 | North Central |  | 2014-09-10 |  |  | Executed
DC | Orange | C Thomas Henry - NonRes |  | Distribution |  | 1.8 | Solar | Non-Residential | 7455 CITRUS AVE, *NEW BLDG | Winter Park | FL | 32792 | Approved | NM-FL Net Metering | FL | 2010-02-11 | Connected | Photovoltaic |  | 1.53 | North Central |  | 2014-09-10 |  |  | Executed
DC | Orange | C Henry |  | Distribution |  | 2.76 | Solar | Residential | 7459 CITRUS AVE | Winter Park | FL | 32792 | Approved | NM-FL Net Metering | FL | 2012-06-19 | Connected | Photovoltaic |  | 2.346 | North Central |  | 2014-09-10 |  |  | Executed
DC | Cabarrus | Thomas J. Christopher | 120/240 | Distribution |  | 5 | Solar | Residential | 3405 Trinity Church Dr | Concord | NC | 28027 | Approved | NM-NC Net Metering | Carolinas | 2011-12-16 | Connected | Photovoltaic |  | 4 | Central | Single | 2011-11-16 |  | 2011-11-16 | Executed
DC | Polk | Caitlyn B Campbell | 120/240 | Distribution | SR-14-0138A | 5.6 | Solar | Residential | 716 Stonewall Ln, Lot 266 | Haines City | FL | 33844 | Approved | NM-FL Net Metering | FL | 2014-09-30 | Connected | Photovoltaic |  | 4.76 | South Central | Single | 2014-09-29 |  | 2014-09-29 | Executed
DC | Beaufort | Cattail Solar, LLC |  | Distribution |  |  | Solar | Non-Residential | Unknown | Washington | NC | 27889 | Approved |  | PEC Carolinas |  | Pending | Photovoltaic |  | 5000 | Unknown |  | 2014-10-21 |  | 2014-07-28 | Open
DC | Orange | Calvin Dahl |  | Distribution |  | 5.77 | Solar | Residential | 924 California Woods Circle | Orlando | FL | 32824 | Approved | NM-FL Net Metering | FL | 2007-07-24 | Connected | Photovoltaic |  | 4.905 | South Central |  | 2014-09-10 |  |  | Executed
DC | Bladen | CB Bladen Solar, LLC |  | Distribution |  |  | Solar | Non-Residential | 3187 US Hwy. 701 South | Elizabethtown | NC | 28337 | Approved |  | PEC Carolinas |  | Pending IA | Photovoltaic |  | 4800 | Unknown |  | 2014-10-21 |  | 2014-04-08 | Open
DC | Pinellas | Calvin Hunsinger | 120/240 | Distribution | Canadian Solar CSP-255M | 4.33 | Solar | Residential | 8983 LAKEWOOD DR | Seminole | FL | 33772 | Approved | NM-FL Net Metering | FL | 2014-11-26 | Connected | Photovoltaic |  | 3.68 | South Coastal | Single | 2014-11-13 |  | 2014-11-13 | Executed
DC | Cabarrus | Thomas J. Christopher | 120/240 | Distribution |  | 4.05 | Solar | Residential | 3405 Trinity Church Dr | Concord | NC | 28027 | Approved | PP-N NC - Non-Hydroelectric Qualifying Facilities | Carolinas | 2010-06-23 | Connected | Photovoltaic | Christopher PV Installation | 4.05 | Central | Single | 2011-04-07 |  | 2010-05-21 | Executed
DC | Buncombe | Cameron J. Kurowski | 120/240 | Distribution | QTY 12 Sunpower E20-327W | 3.92 | Solar | Residential | 30 Farrwood Rd | Asheville | NC | 28804 | Approved | NC NM-Net Metering for Renewable Energy Facilities | PEC Carolinas | 2014-05-01 | Connected | Photovoltaic |  | 3.8 | Western | Single | 2014-02-28 |  | 2014-02-28 | Executed
DC | Cumberland | Ceba Jackson | 120/240 |  | QTY 20 Sunmodule 270 Plus Modules | 5.4 | Solar | Residential | 6816 Uppingham Rd | Fayetteville | NC | 28306 | Approved | NC NM-Net Metering for Renewable Energy Facilities | PEC Carolinas | 2014-09-30 | Connected | Photovoltaic |  | 5 | Eastern |  | 2014-08-12 |  | 2014-08-12 | Executed
DC | Orange | Cameron Mease |  | Distribution |  | 5.17 | Solar | Residential | 1625 CHANDELLE LN | Winter Garden | FL | 34787 | Approved | NM-FL Net Metering | FL | 2011-06-07 | Connected | Photovoltaic |  | 4.395 | South Central |  | 2014-09-10 |  |  | Executed
DC | Wake | Camille M Warren | 120/240 | Distribution | QTY 29 REC 260W PE Panels | 7.54 | Solar | Residential | 5413 Allen Dr | Raleigh | NC | 27610 | Approved | NM-NC Net Metering | PEC Carolinas | 2015-05-27 | Connected | Photovoltaic |  | 7.54 | Northern | Single | 2015-04-21 |  | 2015-04-21 | Executed
DC | Forsyth | Thomas J and Marianne Mylet | 120/240 | Distribution | Qty 20 Silvantis 270 W Solar Panels | 5.4 | Solar | Residential | 2436 Greenwich Rd | Winston-Salem | NC | 27104 | Approved | NM-NC Net Metering | Carolinas | 2014-12-08 | Connected | Photovoltaic |  | 5 | Northern | Single | 2014-10-17 | 2014-10-29 | 2014-10-17 | Executed
DC | Randolph | Thomas H. Honey Jr. | 120/240 | Distribution |  | 2.28 | Solar | Residential | 4501 Alamance Church Rd | Liberty | NC | 27298 | Approved | SCG-NC Small Customer Generator Rider | Carolinas | 2010-12-14 | Connected | Photovoltaic |  | 3.98 | Northern | Single | 2011-04-07 |  | 2010-11-30 | Executed
DC | Orange | Candice Mcguire |  | Distribution |  | 5 | Solar | Residential | 409 BLUEJAY WAY | Orlando | FL | 32828 | Approved | NM-FL Net Metering | FL | 2009-10-12 | Connected | Photovoltaic |  | 4.25 | North Central |  | 2014-09-10 |  |  | Executed
DC | Darlington | Cedar Bend Solar, LLC |  | Distribution | QTY 43,333 Canadian Solar CS6X 300 Watt Panels | 12999.9 | Solar | Non-Residential | Bum Cir | Hartsville | SC | 29550 | Pending |  | PEC Carolinas |  | Pending | Photovoltaic |  | 880 | Unknown | 3-phase | 2015-02-04 |  | 2015-02-04 | Open
DC | Robeson | Cedar Grove Solar LLC |  | Distribution | Qty 21,660 Canadian Solar CS6X-300P | 6498 | Solar | Non-Residential | E Seventh St Rd and Snake Rd | Lumberton | NC | 28358 | Pending |  | PEC Carolinas |  | Pending | Photovoltaic |  | 4800 | Unknown | 3-phase | 2014-12-23 |  | 2014-12-23 | Open
DC | Duplin | Cedar Solar, LLC |  | Distribution |  |  | Solar | Non-Residential | 1150 S. NC 41 111 Hwy. | Beulaville | NC | 28518 | Approved |  | PEC Carolinas |  | Under Construction | Photovoltaic |  | 5000 | Eastern | 3-phase | 2014-10-21 |  | 2014-02-20 | Open
DC | New Hanover | Cape Four Properties |  | Distribution | 20 Samsung LPC250SM Solar Panels | 5 | Solar | Non-Residential | 3811 Peachtreee Ave | Wilmington | NC | 28403 | Approved | NC NM-Net Metering for Renewable Energy Facilities | PEC Carolinas | 2013-05-29 | Connected | Photovoltaic |  | 4 | Eastern |  | 2013-01-08 |  | 2013-01-08 | Executed
DC | Guilford | Thomas F McCoy | 120/240 | Distribution | Qty 16 (260 Watt) Suniva OPT260-60-4-1B0 Solar Panels | 4.16 | Solar | Residential | 8516 Springbirch Ter | Stokesdale | NC | 27357 | Approved | NM-NC Net Metering | Carolinas | 2015-05-19 | Connected | Photovoltaic |  | 3.44 | Northern | Single | 2013-08-15 | 2013-08-29 | 2013-08-15 | Executed
DC | Pinellas | Careen Cramer |  | Distribution |  | 4.2 | Solar | Residential | 175 98th Ave NE | St Petersburg | FL | 33702 | Approved | NM-FL Net Metering | FL | 2009-06-23 | Connected | Photovoltaic |  | 3.57 | South Coastal |  | 2014-09-10 |  |  | Executed
DC | Union | Thomas Evans | 120/240 | Distribution | 20 LG 235 watt Panels | 4.7 | Solar | Residential | 9706 Thornridge Dr | Indian Trail | NC | 28079 | Approved | NM-NC Net Metering | Carolinas | 2012-11-13 | Connected | Photovoltaic |  | 4.3 | Central | Single | 2012-10-17 | 2012-11-08 | 2012-10-17 | Executed
DC |  | Centerville Church Solar, LLC |  |  | 21,280 Trina TSM-305PD14 | 6490 | Solar | Non-Residential | 269 Herbert Dr. | Fairmont | NC | 28340 | On Hold |  | PEC Carolinas |  | Pending | Photovoltaic |  | 5499 | Unknown |  | 2015-04-27 |  | 2015-04-27 | Open
DC | Chatham | Central Carolina Community College |  |  |  | 0.88 | Solar | Non-Residential | 764 West Street | Pittsboro | NC | 27312 | Approved | NC NM-Net Metering for Renewable Energy Facilities | PEC Carolinas | 2010-05-19 | Connected | Photovoltaic |  | 0.7 | Northern |  | 2012-10-18 |  |  | Executed
DC | Henderson | Thomas E Plott | 120/240 | Distribution |  | 2.03 | Solar | Residential | 106 Muirfield Ct | Hendersonville | NC | 28791 | Approved | NM-NC Net Metering | Carolinas | 2012-03-13 | Connected | Photovoltaic |  | 1.935 | Southern | Single | 2012-02-20 |  | 2012-02-20 | Executed
DC | Mecklenburg | Central Piedmont Community College (CPCC) | 120/240 | Distribution | QTY: 21 (100 Watt) SunGen 100W Solar Panels | 2.1 | Solar | Non-Residential | 1201 Elizabeth Ave | Charlotte | NC | 28204 | Pending | NM-NC Net Metering | Carolinas |  | Pending | Photovoltaic |  | 2.72 | Central | Single | 2014-05-30 | 2015-06-12 | 2014-05-30 | Open
DC | Lake | Carl Pinheiro |  | Distribution |  | 6 | Solar | Residential | 359 SILVER MAPLE ROAD, SOLAR PWR | GROVELAND | FL | 34736 | Approved | NM-FL Net Metering | FL | 2013-04-18 | Connected | Photovoltaic |  | 5.1 | South Central |  | 2014-09-10 |  |  | Executed
DC | Citrus | Carl Olivestam |  | Distribution |  | 5.04 | Solar | Residential | 3860 N RINGDOVE PT | Crystal River | FL | 34428 | Approved | NM-FL Net Metering | FL | 2010-04-13 | Connected | Photovoltaic |  | 4.284 | North Coastal |  | 2014-09-10 |  |  | Executed
DC | Mecklenburg | Thomas Cleveland | 120/240 | Distribution | 12 250W Siliken Solar Panels | 3 | Solar | Residential | 3030 N Myers St | Charlotte | NC | 28205 | Approved | NM-NC Net Metering | Carolinas | 2013-03-27 | Connected | Photovoltaic |  | 2.58 | Central | Single | 2012-12-20 | 2013-02-16 | 2012-12-20 | Executed
DC | LAKE | Carl Duncan |  | Distribution |  | 3.06 | Solar | Residential | 1018 BELMONT CIR | TAVARES | FL | 32778 | Approved | NM-FL Net Metering | FL | 2014-05-08 | Connected | Photovoltaic |  | 2.601 | North Central |  | 2014-09-10 |  |  | Executed
DC | Pinellas | Carl Markovich | 120/240 | Distribution | Phono Solar | 1 | Solar | Residential | 8672 79TH PL | Largo | FL | 33777 | Approved | NM-FL Net Metering | FL | 2015-01-07 | Connected | Photovoltaic |  | 0.85 | South Coastal | Single | 2015-01-11 |  | 2015-01-11 | Executed
DC | Durham | Thomas Chenier | 120/240 | Distribution | 14 SunPower 4200P-TL-1 | 4.58 | Solar | Residential | 1803 Morehead Hill Ct | Durham | NC | 27703 | Approved | NM-NC Net Metering | Carolinas | 2012-09-26 | Connected | Photovoltaic |  | 4.58 | Northern | Single | 2012-08-21 | 2012-09-24 | 2012-08-21 | Executed
DC |  | Central Solar, LLC |  | Distribution | Renesola JC305M-24/Abh Qty-20,800 | 30.5 | Solar | Non-Residential | Unknown | Maxton | NC | 0 | Cancelled |  | PEC Carolinas |  | Cancelled | Photovoltaic |  | 5000 | Southern |  | 2014-10-21 |  | 2013-11-27 | Cancelled
DC | McDowell | Thomas Bush | 120/240 | Distribution | 40 255W SLK60P6L Solar Modules | 10.2 | Solar | Residential | 140 Kestrel Lane | Black Mountain | NC | 28711 | Approved | NM-NC Net Metering | Carolinas | 2014-02-03 | Connected | Photovoltaic |  | 10 | Central | Single | 2012-04-26 | 2014-01-14 | 2012-04-26 | Executed
DC | CHATHAM | Cerchio Pieno Fattoria | 120/240 |  |  | 3.88 | Solar | Residential | 81 Meadow Ridge Lane | Chapel Hill | NC | 27517 | Approved | NC CSP-Cogeneration and Small Power Producer-Sell All | PEC Carolinas | 2008-08-29 | Connected | Photovoltaic |  | 3.1 | Northern | Single | 2012-10-18 |  |  | Executed
DC | Pasco | Carla Terp |  | Distribution |  | 5.06 | Solar | Residential | 6849 CANCUN CT | Land O Lakes | FL | 34639 | Approved | NM-FL Net Metering | FL | 2011-09-27 | Connected | Photovoltaic |  | 4.301 | South Coastal |  | 2014-09-10 |  |  | Executed
DC | Alachua | Carla Vanarnam |  | Distribution |  | 6.72 | Solar | Residential | 22420 HIGHWAY 441 N | MICANOPY | FL | 32667 | Approved | NM-FL Net Metering | FL | 2012-07-24 | Connected | Photovoltaic |  | 5.712 | North Coastal |  | 2014-09-10 |  |  | Executed
DC | Buncombe | Carlos Dean Folds | 120/240 | Distribution | 9 REC 250PE Solar Modules | 2.25 | Solar | Residential | 43 Cedar Summit Rd | Asheville | NC | 28803 | Approved | NC NM-Net Metering for Renewable Energy Facilities | PEC Carolinas | 2012-12-28 | Connected | Photovoltaic |  | 1.8 | Northern | Single | 2012-12-10 |  | 2012-12-10 | Executed
DC | LAKE | Carlos Izquierdo |  | Distribution |  | 2.5 | Solar | Residential | 244 BAYOU BEND RD | GROVELAND | FL | 34736 | Approved | NM-FL Net Metering | FL | 2014-06-02 | Connected | Photovoltaic |  | 2.125 | South Central |  | 2014-09-10 |  |  | Executed
DC | Volusia | Carlos Nunez |  | Distribution |  | 7.2 | Solar | Residential | 25 DALEWOOD DR | Debary | FL | 32713 | Approved | NM-FL Net Metering | FL | 2012-12-21 | Connected | Photovoltaic |  | 6.12 | North Central |  | 2014-09-10 |  |  | Executed
DC | MONROE | CHAD ROEDER | 120/240 |  | eighteen 120-W Evergreen Solar EC120 solar panels | 2.16 | Solar | Residential | 2116 SUSIE ST | BLOOMINGTON | IN | 47403 | Approved | Net Metering - Standard Contract Rider No. 57 | IN | 2009-03-12 | Connected | Photovoltaic |  | 2.16 | Soutwest | Single |  |  |  | Executed
DC | Orange | Carlos Rodriguez | 120/240 | Distribution | SR14 0138A | 10.2 | Solar | Residential | 5207 Adair Oak Dr | Orlando | FL | 32829 | Approved | NM-FL Net Metering | FL | 2014-09-09 | Connected | Photovoltaic |  | 8.67 | South Central | Single |  |  |  | Executed
DC | Chatham | Chance Farm LLC |  | Distribution | Qty 21,660Canadian Solar CS6X 300w | 6750 | Solar | Non-Residential | 2807 Moncure Pittsboro Rd | Moncure | NC | 27559 | Pending |  | PEC Carolinas |  | Pending | Photovoltaic |  | 4800 | Unknown | 3-phase | 2014-10-26 |  | 2014-09-16 | Open
DC | Mecklenburg | Thomas Booker Little | 120/240 | Distribution | Qty 4 250W ReneSola Solar Panels | 1 | Solar | Residential | 5500 Hilltop Cir | Charlotte | NC | 28269 | Approved | NM-NC Net Metering | Carolinas | 2014-12-05 | Connected | Photovoltaic |  | 0.86 | Central | Single | 2014-09-15 | 2014-11-21 | 2014-09-15 | Executed
DC | Seminole | Carmen Feliciano | 120/240 | Distribution | Qty 4 Q-Pro-G3 250W Solar Panels | 1 | Solar | Residential | 2620 Talladega Dr | Orlando | FL | 32826 | Approved | NM-FL Net Metering | FL | 2015-06-17 | Connected | Photovoltaic |  | 0.85 | North Central | Single | 2015-06-12 |  | 2015-06-12 | Executed
DC | Greenville | Thomas B. Pace | 120/240 | Distribution |  | 4.08 | Solar | Residential | 308 Raven Rd | Greenville | SC | 29615 | Approved | NM-SC Net Metering | Carolinas | 2008-11-10 | Connected | Photovoltaic |  | 4 | Southern | Single | 2011-04-07 |  | 2008-09-04 | Executed
DC | Orange | Chapel Hill North, LLC - NM |  | Distribution |  | 4.32 | Solar | Non-Residential | 200 Perkins Drive | Chapel Hill | NC | 27514 | Cancelled | PP-N NC - Non-Hydroelectric Qualifying Facilities | Carolinas |  | Cancelled | Photovoltaic |  | 4 | Northern | Single | 2011-07-06 |  | 2011-07-06 | Cancelled
DC | Alamance | Theresa S. Greene | 120/240 | Distribution |  | 1.9 | Solar | Residential | 1004 East Willowbrook Dr | Burlington | NC | 27215 | Approved | PP-N NC - Non-Hydroelectric Qualifying Facilities | Carolinas | 2010-04-01 | Connected | Photovoltaic | Greene PV Installation | 1.9 | Northern | Single | 2011-04-07 |  | 2010-01-19 | Executed
DC | Lake | Carol A Dacey | 120/240 | Distribution |  | 8.25 | Solar | Residential | 347 Salt Marsh Ln, Solar Pwr | Groveland | FL | 34736 | Approved | NM-FL Net Metering | FL | 2014-11-13 | Connected | Photovoltaic |  | 7.01 | South Central | Single | 2014-10-14 |  | 2014-10-14 | Executed
DC | LAKE | Carol Depergola |  | Distribution |  | 6.37 | Solar | Residential | 157 BALMY COAST RD, SOLAR POWER | GROVELAND | FL | 34736 | Approved | NM-FL Net Metering | FL | 2013-12-31 | Connected | Photovoltaic |  | 5.415 | South Central |  | 2014-09-10 |  |  | Executed
DC | Polk | Theresa Lou Bantz | 120/240 | Distribution |  | 7.36 | Solar | Residential | 2795 Green Creek Drive | Columbus | NC | 28722 | Approved | NM-NC Net Metering | Carolinas | 2011-08-12 | Connected | Photovoltaic |  | 6 | Southern | Single | 2011-07-06 |  | 2011-07-06 | Executed
DC | ORANGE | Carol Perez |  | Distribution |  | 5 | Solar | Residential | 7601 COLEBROOK DR | ORLANDO | FL | 32818 | Approved | NM-FL Net Metering | FL | 2014-02-04 | Connected | Photovoltaic |  | 4.25 | South Central |  | 2014-09-10 |  |  | Executed
DC | Hernando | Carol Reventas |  | Distribution |  | 6.58 | Solar | Residential | 15586 RENE CT | BROOKSVILLE | FL | 34604 | Approved | NM-FL Net Metering | FL | 2011-10-26 | Connected | Photovoltaic |  | 5.593 | North Coastal |  | 2014-09-10 |  |  | Executed
DC |  | Carol A Thamann | 120/240 | Distribution | 11 Sharp 235 Watt Panels | 2.59 | Solar | Residential | 1050 Fuhrman Road | Cincinnati | OH | 45215 | Approved | Rider NM - Net Metering Rider - OH | OH/KY | 2011-11-14 | Connected | Photovoltaic |  | 2.37 | South | Single | 2011-11-08 |  | 2011-11-08 | Executed
DC | Pinellas | Carol Treshler |  | Distribution |  | 5 | Solar | Residential | 2330 NE COACHMAN RD | Clearwater | FL | 33758 | Approved | NM-FL Net Metering | FL | 2009-11-10 | Connected | Photovoltaic |  | 4.25 | South Coastal |  | 2014-09-10 |  |  | Executed
DC | Pinellas | Carol Barkalow | 120/240 | Distribution | SolarWorld | 10 | Solar | Residential | 4115 POINSETTIA DR | St. Petersburg | FL | 33706 | Approved | NM-FL Net Metering | FL | 2014-10-28 | Connected | Photovoltaic |  | 8.5 | South Coastal | Single | 2014-10-27 |  | 2014-10-27 | Executed
DC | henderson | Carol Dewey | 120/240 | Distribution | Qty 8 Sunmodule SW240 Poly | 1.92 | Solar | Residential | 1 Ashbrook Meadows | Fletcher | NC | 28732 | Pending | NM-NC Net Metering | PEC Carolinas | 2013-12-19 | Connected | Photovoltaic |  | 1.72 | Western | Single | 2013-08-30 |  | 2013-08-30 | Executed
DC | Pinellas | Carol E Martin |  | Distribution |  | 24.3 | Solar | Non-Residential | 741 ANCLOTE RD, NEW HSE | Tarpon Springs | FL | 34689 | Approved | NM-FL Net Metering | FL | 2009-08-31 | Connected | Photovoltaic |  | 20.655 | South Coastal |  | 2014-09-10 |  |  | Executed
DC | Pinellas | Carol Hayes | 120/240 | Distribution | Qty 21 SW275W, solar panels | 5.78 | Solar | Residential | 1166 Brook Dr W | Dunedin | FL | 34698 | Approved | NM-FL Net Metering | FL | 2015-06-02 | Connected | Photovoltaic |  | 4.908 | South Coastal | Single | 2015-05-22 |  | 2015-05-22 | Executed
DC | Pinellas | Carol K Shinske | 120/240 | Distribution | Renesola | 1 | Solar | Residential | 948 50TH AVE N | St. Petersburg | FL | 33703 | Approved | NM-FL Net Metering | FL | 2014-12-16 | Connected | Photovoltaic |  | 0.85 | South Coastal | Single | 2014-12-18 |  | 2014-12-18 | Executed
DC | Pinellas | Carol Wood |  | Distribution |  | 2.45 | Solar | Residential | 1512 SEA GULL DR S | ST PETERSBURG | FL | 33707 | Approved | NM-FL Net Metering | FL | 2011-12-27 | Connected | Photovoltaic |  | 2.083 | South Coastal |  | 2014-09-10 |  |  | Executed
DC | ORANGE | Carol Murphy |  | Distribution |  | 4.08 | Solar | Residential | 5214 DEER CREEK DRIVE | ORLANDO | FL | 32821 | Approved | NM-FL Net Metering | FL | 2013-12-02 | Connected | Photovoltaic |  | 3.468 | South Central |  | 2014-09-10 |  |  | Executed
DC | Greenville | Charles Barber | 120/240 | Distribution | Qty 12 LG300W Solar Panels | 3.6 | Solar | Residential | 115 Country Walk Ln | Simpsonville | SC | 29680 | Pending | NM-SC Net Metering | Carolinas |  | Pending | Photovoltaic |  |  | Southern | Single | 2015-05-07 |  | 2015-05-07 | Open
DC | Marion | Carol Pruden |  | Distribution |  | 5.4 | Solar | Residential | 1348 NW 46TH PL | OCALA | FL | 34475 | Approved | NM-FL Net Metering | FL | 2011-12-15 | Connected | Photovoltaic |  | 4.59 | North Coastal |  | 2014-09-10 |  |  | Executed
DC | Durham | The Rocket Shop, LLC - NM | 120/240 | Distribution |  | 2.28 | Solar | Non-Residential | 209 N Gregson St | Durham | NC | 27701 | Approved | PP-N NC - Non-Hydroelectric Qualifying Facilities | Carolinas | 2008-06-16 | Connected | Photovoltaic | The Rocket Shop, LLC | 2.28 | Northern | Single | 2011-04-07 |  | 2008-03-18 | Executed
DC | Pasco | Carole Brown |  | Distribution |  | 2.1 | Solar | Residential | 22338 BARTHOLDI CIR | LAND O LAKES | FL | 34639 | Approved | NM-FL Net Metering | FL | 2012-08-10 | Connected | Photovoltaic |  | 1.785 | South Coastal |  | 2014-09-10 |  |  | Executed
DC | Orange | The Northwestern Mutual Insurance Company | 208Y/120 | Distribution |  | 4.32 | Solar | Non-Residential | 200 Perkins Drive | Chapel Hill | NC | 27514 | Approved | PP-N NC - Non-Hydroelectric Qualifying Facilities | Carolinas | 2011-11-10 | Connected | Photovoltaic | The Northwestern Mutual Insurance Company PV Installation | 4 | Northern | Single | 2011-10-21 |  | 2011-10-21 | Executed
DC | Person | Carolina Solar Energy, LLC (Person County) |  | Distribution |  | 650 | Solar | Non-Residential | Crown Blvd | Timberlake | NC | 27583 | Approved | Negotiated (NC) | PEC Carolinas | 2009-08-20 | Connected | Photovoltaic | CSE @ Person Cty | 520 | Unknown |  | 2014-10-21 |  | 2009-03-10 | Executed
DC | Wake | Carolina Solar Energy, LLC (RBC) |  | Distribution |  | 52 | Solar | Non-Residential | 4650 Trinity Road | Raleigh | NC | 27695 | Approved | NC CSP27-Cogeneration and Small Power Producer-Sell All | PEC Carolinas | 2007-10-30 | Connected | Photovoltaic | CSE @NCSU RBC | 40 | Unknown |  | 2014-10-21 |  | 2006-04-04 | Executed
DC |  | Charles Campbell - Maney Ln |  |  |  | 5.85 | Solar | Residential | 66 Maney Lane | Black Mountain | NC | 28711 | Cancelled | NC CSP-Cogeneration and Small Power Producer-Sell All | PEC Carolinas | 2007-03-28 | Cancelled | Photovoltaic |  | 4.68 | Northern |  | 2012-10-18 |  |  | Cancelled
DC | Buncombe | Charles Campbell - Maney Ln |  |  |  | 5.85 | Solar | Residential | 66 Maney Lane | Black Mountain | NC | 28711 | Approved | NC NM-Net Metering for Renewable Energy Facilities | PEC Carolinas | 2013-06-05 | Connected | Photovoltaic |  | 4.68 | Northern |  | 2013-03-28 |  | 2013-03-28 | Executed
DC | Wake | Carolina Solar Raleigh EMJ, LLC |  | Distribution |  | 250 | Solar | Non-Residential | 10301 Fall of the Neuse Road | Raleigh | NC | 27614 | Approved | Negotiated (NC) | PEC Carolinas | 2009-12-31 | Connected | Photovoltaic | City of Raleigh EM Johnson WTP | 200 | Unknown |  | 2014-10-21 |  | 2010-02-16 | Executed
DC | Buncombe | Carolina Tractor & Equipment Co. |  | Distribution |  | 250 | Solar | Non-Residential | 40 Interstate Blvd. | Asheville | NC | 28806 | Approved | Negotiated (NC) | PEC Carolinas | 2010-12-15 | Connected | Photovoltaic | Carolina Cat Building | 193 | Unknown |  | 2014-10-21 |  | 2010-11-22 | Executed
DC | Catawba | The Measured Dose Pharmacy Inc. | 120/240 | Distribution | 20 lG 235W Solar Panels | 4.7 | Solar | Non-Residential | 6401 Heartwood Lane | Hickory | NC | 28602 | Approved | SCG-NC Small Customer Generator Rider | Carolinas | 2013-01-08 | Connected | Photovoltaic |  | 4.7 | Central | Single | 2012-10-31 | 2013-01-04 | 2012-10-31 | Executed
DC | Volusia | Carolyn Burns | 120/240 | Distribution |  | 4.9 | Solar | Residential | 721 Tulip Ct | Deltona | FL | 32725 |  | NM-FL Net Metering | FL | 2014-03-28 | Connected | Photovoltaic |  | 4.165 | North Central | Single |  |  |  | Executed
DC | Orange | Carolyn Crosby |  | Distribution |  | 5.64 | Solar | Residential | 13556 DORNOCH DR | Orlando | FL | 32828 | Approved | NM-FL Net Metering | FL | 2010-10-07 | Connected | Photovoltaic |  | 4.794 | North Central |  | 2014-09-10 |  |  | Executed
DC | Catawba | The Measured Dose Pharmacy Inc. | 120/240 | Distribution |  | 4.7 | Solar | Non-Residential | 6401 Heartwood Lane | Hickory | NC | 28602 | Approved | PP-N NC - Non-Hydroelectric Qualifying Facilities | Carolinas | 2013-01-08 | Connected | Photovoltaic | Measured Dose PV Installation | 4.7 | Central | Single | 2012-10-31 | 2013-01-04 | 2012-10-31 | Executed
DC | Hamiton | Carpetland - 1050 Skillman | 208Y/120 | Distribution | two hundred eight 250-W CentroSolar E250 modules | 52 | Solar | Non-Residential | 1050 Skillman Dr | Cincinnati | OH | 45215 | Approved | Rider NM - Net Metering Rider - OH | OH/KY | 2014-04-11 | Connected | Photovoltaic |  | 50 | Central | 3-phase | 2014-02-07 |  | 2014-02-07 | Executed
DC | Hamiton | Carpetland - 6960 Colerain | 208Y/120 | Distribution | two hundred eight 250-W CentroSolar E250 modules | 52 | Solar | Non-Residential | 6960 Colerain | Cincinnati | OH | 45239 | Approved | Rider NM - Net Metering Rider - OH | OH/KY | 2014-04-04 | Connected | Photovoltaic |  | 50 | Central | 3-phase | 2014-02-07 |  | 2014-02-07 | Executed
DC | Moore | Charles Fitzgerald | 120/240 |  |  | 10.56 | Solar | Non-Residential | 3678 Cypress Church Road | Cameron | NC | 28326 | Approved | NC CSP-Cogeneration and Small Power Producer-Sell All | PEC Carolinas | 2012-10-05 | Connected | Photovoltaic |  | 8.45 | Southern | Single | 2012-10-18 |  |  | Executed
DC | Mecklenburg | The City of Charlotte - NM | 208Y/120 | Distribution |  | 250 | Solar | Non-Residential | 5501 Josh Birmingham Pkwy | Charlotte | NC | 28219 | Approved | Negotiated (NC) | Carolinas | 2010-12-29 | Connected | Photovoltaic | Charlotte Douglas International Airport PV Installation | 250 | Central | 3-phase | 2011-04-07 |  | 2010-07-09 | Executed
DC | MONROE | CHARLES H DAVIS | 120/240 |  | fifteen 235-W TrinaSolar TSM235 PA05 solar modules | 3.53 | Solar | Residential | 2905 BANKERS DR N | BLOOMINGTON | IN | 47408 | Approved | Net Metering - Standard Contract Rider No. 57 | IN | 2011-05-11 | Connected | Photovoltaic |  | 2.85 | Soutwest | Single |  |  |  | Executed
DC | Buncombe | Carrie B and Chris Voedisch | 120/240 | Distribution | Qty 39 (255 Watt) Suniva OPT255-60-4-1B0 | 9.95 | Solar | Residential | 282 Ferguson Dr | Asheville | NC | 28806 | Approved | NC NM-Net Metering for Renewable Energy Facilities | PEC Carolinas | 2015-05-20 | Connected | Photovoltaic |  | 7.66 | Western | Single | 2014-11-06 |  | 2014-11-06 | Executed
DC |  | Carter Hill Farms LLC (W H Bundy) |  | Distribution |  | 61 | Solar | Non-Residential | 1768 US Highway 521 | Rembert | SC | 29128 | Approved | NM-SC Net Metering | PEC Carolinas | 2009-12-01 | Connected | Photovoltaic |  | 50 | Unknown |  | 2014-10-21 |  | 2009-11-23 | Executed
DC | Lee | Carthage & Diffie Partners LLC |  | Distribution |  | 3.75 | Solar | Non-Residential | 603 Carthage St | Sanford | NC | 27330 | Approved | NC NM-Net Metering for Renewable Energy Facilities | PEC Carolinas | 2011-01-13 | Connected | Photovoltaic |  | 3 | Southern | 3-phase | 2012-10-18 |  |  | Executed
DC | Wake | Carwash Lodge Inc |  | Distribution | Qty 18 (235 Watt) LG235M1C | 4.25 | Solar | Non-Residential | 100 Crescent Commons Dr | Cary | NC | 27518 | Approved | NC NM-Net Metering for Renewable Energy Facilities | PEC Carolinas | 2013-10-29 | Connected | Photovoltaic |  | 3.4 | Northern | 3-phase | 2013-10-02 |  | 2013-10-02 | Executed
DC | Buncombe | Caryn Hanna | 120/240 | Distribution | QTY 12 The Universe 250 TSM-PA05.08 Module | 3 | Solar | Residential | 16 Tarpon ave | Asheville | NC | 28806 | Approved | NC NM-Net Metering for Renewable Energy Facilities | PEC Carolinas | 2014-09-25 | Connected | Photovoltaic |  | 3.9 | Western | Single | 2014-08-12 |  | 2014-08-12 | Executed
DC | SEMINOLE | Cassandra Chang |  | Distribution |  | 6.12 | Solar | Residential | 110 STEVENAGE CT | LONGWOOD | FL | 32779 | Approved | NM-FL Net Metering | FL | 2014-03-11 | Connected | Photovoltaic |  | 5.202 | North Central |  | 2014-09-10 |  |  | Executed
DC | Oconee | Christine M Schammel Revocable Trust | 120/240 | Distribution |  | 3.6 | Solar | Residential | 103 Keowee Pointe Drive | Seneca | SC | 29672 | Approved | NM-SC Net Metering | Carolinas | 2011-05-11 | Connected | Photovoltaic |  | 3.6 | Southern | Single | 2011-04-15 |  | 2011-04-23 | Executed
DC | Wake | Castalia Solar, LLC |  | Distribution |  | 2299 | Solar | Non-Residential | 118 Kitty Hawk Drive | Morrisville | NC | 27560 | Approved | NC CSP27-Cogeneration and Small Power Producer-Sell All | PEC Carolinas | 2014-05-14 | Connected | Photovoltaic |  | 1990 | Unknown |  | 2014-10-21 |  | 2013-01-23 | Executed
DC | Buncombe | Catherine Brown | 120/240 | Distribution | Qty 12 280 W Sunmodule Solar Panels | 3.36 | Solar | Residential | 83 Dodd Rd | Barnardsville | NC | 28709 | Approved | NM-NC Net Metering | PEC Carolinas | 2014-12-30 | Connected | Photovoltaic |  | 4.36 | Western | Single | 2014-08-28 |  | 2014-08-28 | Executed
DC | Forsyth | Charles Lawrence | 120/240 | Distribution | Qty 16 OPT270-60-14 270W Solar Panels | 4.32 | Solar | Residential | 813 Campbell Glen Ln. | Winston Salem | NC | 27103 | Pending | NM-NC Net Metering | Carolinas |  | Pending | Photovoltaic |  | 3.84 | Central | Single | 2015-05-27 |  | 2015-05-27 | Open
DC | Mecklenburg | The Applegate Group, LLC | 120/240 | Distribution | Thirty-Two 144 Watt Uni-Solar Panels PLV-144 | 4.61 | Solar | Non-Residential | 1201 Carrier DR | Charlotte | NC | 28216 | Approved | NM-NC Net Metering | Carolinas | 2012-04-02 | Connected | Photovoltaic |  | 4.6 | Central | 3-phase | 2012-02-29 |  | 2012-02-29 | Executed
DC | Chatham | Charles Lewis | 120/240 |  |  | 3.3 | Solar | Residential | 152 Heartland Drive | Pittsboro | NC | 27312 | Approved | NC CSP-Cogeneration and Small Power Producer-Sell All | PEC Carolinas | 2010-08-02 | Connected | Photovoltaic |  | 2.64 | Northern | Single | 2012-10-18 |  |  | Executed
DC | Orange | Catherine Carroll | 120/240 | Distribution | Qty 40 Amerisolar 250W Solar Panels | 10 | Solar | Residential | 6330 Crestmont Glen Ln | Windermere | FL | 34786 | Approved | NM-FL Net Metering | FL | 2015-05-21 | Connected | Photovoltaic |  | 8.5 | South Central | Single | 2015-05-15 |  | 2015-05-15 | Executed
DC | HOWARD | CHARLES LOVE | 120/240 |  | Skystream 3.7 wind turbine | 2.4 | Wind | Residential | 3676 COUNTY ROAD 600 E S | KOKOMO | IN | 46902 | Approved | Net Metering - Standard Contract Rider No. 57 | IN | 2009-08-26 | Superseded | Turbine |  | 2.4 | North | Single |  |  |  | Superceded
DC | Lake | Catherine Kort | 120/240 | Distribution | Qty 26 (250 Watt) Yingli YL250P-29B Solar Panels | 6.5 | Solar | Residential | 147 Bayou Bend Rd. | Solar Power Groveland | FL | 34736 | Approved | NM-FL Net Metering | FL | 2015-02-13 | Connected | Photovoltaic |  | 5.53 | South Central | Single | 2015-02-05 |  | 2015-02-05 | Executed
DC | Highlands | Cathie Beasley |  | Distribution |  | 3.36 | Solar | Residential | 3550 CINDYS LN | SEBRING | FL | 33870 | Approved | NM-FL Net Metering | FL | 2012-05-01 | Connected | Photovoltaic |  | 2.856 | South Central |  | 2014-09-10 |  |  | Executed
DC | Orange | Cathleen Laurie Lutzkanin | 120/240 | Distribution | QTY 13 MOTECH 250 IM 60+ SERIES MODULES | 3.25 | Solar | Residential | 16 Rolling Meadows Lane South | Chapel Hill | NC | 27517 | Approved | NC NM-Net Metering for Renewable Energy Facilities | PEC Carolinas | 2014-01-08 | Connected | Photovoltaic |  | 3.25 | Northern | Single | 2013-12-04 |  | 2013-12-04 | Executed
DC | Pinellas | Cathy M Naabe | 120/240 | Distribution | Phono Solar | 1 | Solar | Residential | 113 98TH AVE N | St. Petersburg | FL | 33702 | Approved | NM-FL Net Metering | FL | 2015-01-12 | Connected | Photovoltaic |  | 0.85 | South Coastal | Single | 2015-01-11 |  | 2015-01-11 | Executed
DC | Lake | Cathy Perez |  | Distribution |  | 6.72 | Solar | Residential | 180 BALMY COAST ROAD, TEMP LOT 1126 | GROVELAND | FL | 34736 | Approved | NM-FL Net Metering | FL | 2013-04-18 | Connected | Photovoltaic |  | 5.712 | South Central |  | 2014-09-10 |  |  | Executed
DC | Surry | Charles R and Glenda Nixon | 120/240 | Distribution | Qty 12 SunModule 270W Solar Panel | 3.2 | Solar | Residential | 213 Clifton NIxon Ln | State Road | NC | 28676 | Cancelled | NM-NC Net Metering | Carolinas |  | Cancelled | Photovoltaic |  | 3 | Northern | Single | 2014-11-11 |  | 2014-11-11 | Cancelled
DC | Pinellas | Cathy Speir | 120/240 | Distribution | Renesola | 2 | Solar | Residential | 2100 66TH AVE S | St. Petersburg | FL | 33712 | Approved | NM-FL Net Metering | FL | 2014-10-14 | Connected | Photovoltaic |  | 1.7 | South Coastal | Single | 2014-10-16 |  | 2014-10-16 | Executed
DC | Pinellas | Catrena Hernandez | 120/240 | Distribution | Renesola | 2 | Solar | Residential | 157 NW MONROE CIR N | St. Petersburg | FL | 33702 | Approved | NM-FL Net Metering | FL | 2014-12-09 | Connected | Photovoltaic |  | 1.7 | South Coastal | Single | 2014-11-25 |  | 2014-11-25 | Executed
DC | Wake | Cayce Connell | 120/240 | Distribution | QTY 12 Sunmodule 265 Modules | 3.18 | Solar | Residential | 6444 Therfield DR | Raleigh | NC | 27614 | Approved | NC NM-Net Metering for Renewable Energy Facilities | PEC Carolinas | 2014-10-10 | Connected | Photovoltaic |  | 2.58 | Northern | Single | 2014-04-01 |  | 2014-04-01 | Executed
DC | Wake | CBC Alternative Energy, LLC |  | Distribution |  | 3070 | Solar | Non-Residential | 3204 Transmitter Road | Garner | NC | 27529 | Approved | NC CSP27-Cogeneration and Small Power Producer-Sell All | PEC Carolinas | 2013-12-19 | Connected | Photovoltaic |  | 2500 | Unknown |  | 2014-10-21 |  | 2013-01-29 | Executed
DC | Wake | CBC Alternative Energy, LLC |  | Distribution |  | 1200 | Solar | Non-Residential | 3204 Transmitter Road | Garner | NC | 27529 | Approved | Negotiated (NC) | PEC Carolinas | 2012-04-05 | Connected | Photovoltaic | Capital Broadcasting tower site | 1050 | Unknown |  | 2014-10-21 |  | 2011-06-22 | Executed
DC | Wake | CCL Label Inc. (owner); with Rider NM-4 |  | Distribution |  | 50 | Solar | Non-Residential | 308 S Rogers Ln. #120 | Raleigh | NC | 27610 | Approved | NC NM-Net Metering for Renewable Energy Facilities | PEC Carolinas | 2012-11-14 | Connected | Photovoltaic |  | 43 | Unknown |  | 2014-10-21 |  | 2012-08-22 | Executed
DC | Buncombe | Cecil Bennett and Myrtle Staples | 120/240 | Distribution | 12 250W Sunmodule solar Panels | 3 | Solar | Residential | 36 Peony Ln | Candler | NC | 28715 | Approved | NC NM-Net Metering for Renewable Energy Facilities | PEC Carolinas | 2014-03-06 | Connected | Photovoltaic |  | 2.4 | Southern | Single | 2014-01-09 |  | 2014-01-09 | Executed
DC | Orange | The Animal Hospital of Carrboro | 120/240 | Distribution | Qty 82 Sunpower 327W Solar Panels | 26.8 | Solar | Non-Residential | 112 West Main St | Carrboro | NC | 27510 | Approved | NM-NC Net Metering | Carolinas | 2014-11-25 | Connected | Photovoltaic |  | 26.8 | Northern | 3-phase | 2014-09-29 | 2014-11-24 | 2014-09-29 | Executed
DC | Orange | Cecilia Gomez | 120/240 | Distribution | Sun Edison 250 | 8 | Solar | Residential | 12022 AGANA ST | Orlando | FL | 32837 | Approved | NM-FL Net Metering | FL | 2014-11-24 | Connected | Photovoltaic |  | 6.8 | South Central | Single | 2014-11-23 |  | 2014-11-23 | Executed
DC | Orange | Cecilia Shade | 120/240 | Distribution | Qty 31 (275 Watt) Solar World SW275 Solar Panels | 8.53 | Solar | Residential | 8705 Palm Lake Dr | Orlando | FL | 32819 | Approved | NM-FL Net Metering | FL | 2015-01-21 | Connected | Photovoltaic |  | 7.25 | South Central | Single | 2015-01-20 |  | 2015-01-20 | Executed
DC | Osceola | Cecilio Ortiz |  | Distribution |  | 2.08 | Solar | Residential | 501 GULL DR | KISSIMMEE | FL | 34759 | Approved | NM-FL Net Metering | FL | 2012-01-09 | Connected | Photovoltaic |  | 1.768 | South Central |  | 2014-09-10 |  |  | Executed
DC | Wake | CEI The Digital Office Company |  | Distribution |  | 160 | Solar | Non-Residential | Unknown | Raleigh | NC | 27617 | Approved | NC NM-Net Metering for Renewable Energy Facilities | PEC Carolinas | 2014-06-19 | Connected | Photovoltaic |  | 134 | Unknown |  | 2014-10-21 |  | 2014-04-29 | Executed
DC | Mecklenburg | Charlotte Mecklenburg Utility Department | 120/240 | Distribution | Qty 1320 Max Power 305W Solar Panels | 402.6 | Solar | Non-Residential | 5301 Closeburn Rd | Charlotte | NC | 28210 | Pending | NM-NC Net Metering | Carolinas |  | Pending | Photovoltaic |  | 300 | Central | 3-phase | 2014-09-22 |  | 2014-09-22 | Open
DC | Durham | Test 1 Brenda Felder | 120/240 | Distribution | Qty 12 Suniva 270W Solar Panels | 3.24 | Solar | Residential | 5223 Stephens Ln | Durham | NC | 27712 | Approved | NM-NC Net Metering | Carolinas | 2014-12-26 | Connected | Photovoltaic |  | 2.58 | Northern | Single | 2014-12-10 | 2014-12-10 | 2014-12-10 | Executed
DC | Hamilton | Celeste Benton |  | Distribution | twelve 255-W solar panels | 3.06 | Solar | Residential | 6480 Betts | Cincinnati | OH | 45239 | Approved | Rider NM - Net Metering Rider - OH | OH/KY | 2014-01-13 | Connected | Photovoltaic |  | 2.58 | Central | Single | 2014-01-10 |  | 2014-01-10 | Executed
DC | HAMILTON | CHASITY PAUL | 120/240 |  | thirty 230-W REC solar panels | 6.9 | Solar | Residential | 9140 PINEWOOD DR | LOVELAND | OH | 45140 | Approved | Rider NM - Net Metering Rider - OH | OH/KY | 2011-02-21 | Connected | Photovoltaic |  | 5.7 | Central | Single | 2011-05-18 |  | 2011-05-18 | Executed
DC | Volusia | Celia Scheibis |  | Distribution |  | 7.26 | Solar | Residential | 1622 LINCOLNSHIRE DR | DELAND | FL | 32724 | Approved | NM-FL Net Metering | FL | 2012-09-13 | Connected | Photovoltaic |  | 6.171 | North Central |  | 2014-09-10 |  |  | Executed
DC |  | Chauncey Farm, LLC |  | Distribution |  |  | Solar | Non-Residential | 1878 Chauncey Town Road | Lake Waccamaw | NC | 28450 | Cancelled | NC CSP27-Cogeneration and Small Power Producer-Sell All | PEC Carolinas | 2014-06-19 | Cancelled | Photovoltaic |  | 4975 | Unknown |  | 2014-10-21 |  | 2012-06-08 | Cancelled
DC | Nash | Chei Solar, LLC |  | Distribution | Trina TSm-285 PA14 PV module |  | Solar | Non-Residential | 2440 Whitley Wilder Loop Rd | Middlesex | NC | 27557 | Approved | NC CSP29-Cogeneration and Small Power Producer-Sell All | PEC Carolinas |  | Under Construction | Photovoltaic |  | 5000 | Northern | 3-phase | 2014-10-21 |  | 2013-05-10 | Open
DC | Gaston | Gaston County - NM | 12,470Y/7,200 | Transmission |  | 4800 | Landfill Gas | Non-Residential | 3155 Philadelphia Church Rd | Dallas | NC | 28034 | Approved | Negotiated (NC) | Carolinas | 2011-06-13 | Connected | Reciprocating Engine | Gaston County Landfill Gas Project | 4800 | Central | 3-phase | 2011-04-07 |  | 2009-02-02 | Executed
DC | Durham | Terrys Serv Garage I | 208Y/120 | Distribution | Qty 54 Aleo 255W Modules | 13.77 | Solar | Non-Residential | 129 Wolfpack Ln | Durham | NC | 27704 | Approved | NM-NC Net Metering | Carolinas | 2013-11-26 | Connected | Photovoltaic |  | 13.77 | Northern | 3-phase | 2013-10-14 | 2013-11-11 | 2013-10-14 | Executed
DC | Seminole | Central Fl Electrical Jatc |  | Distribution |  | 3.6 | Solar | Non-Residential | 2738 Forsyth Road | Winter Springs | FL | 32792 | Approved | NM-FL Net Metering | FL | 2003-12-12 | Connected | Photovoltaic |  | 3.06 | North Central |  | 2014-09-10 |  |  | Executed
AC | Watauga | Watauga County | 100 KV | Transmission |  | 186 | Landfill Gas | Non-Residential | 336 Landfill Road | Boone | NC | 28607 | Approved | PP-N NC - Non-Hydroelectric Qualifying Facilities | Carolinas | 2012-03-20 | Connected | Reciprocating Engine | Watauga County Landfill Gas to Energy Facility | 186 | Southern | 3-phase |  |  |  | Executed
|  | Cherokee Falls Hydroelectric, LLC |  |  |  |  | Hydroelectric | Non-Residential | 1408 Cherokee Falls Rd. | Blacksburg | SC | 29702 | Approved | PP-SC Purchased Power | Carolinas | 2013-07-01 | Connected | Turbine |  |  | Southern |  |  |  |  | Executed
DC | Hamilton | Central Rentals II LLC-2837 | 120/240 | Distribution | Five Yingli 240 Watt Solar Panels | 1.2 | Solar | Non-Residential | 2837 Losantilville Terrace | Cincinnati | OH | 45213 | Approved | Rider NM - Net Metering Rider - OH | OH/KY | 2012-05-17 | Connected | Photovoltaic |  | 0.95 | South | Single | 2012-05-04 |  | 2012-05-04 | Executed
DC |  | Cherry Blossom Solar- LLC |  |  |  |  | Solar | Non-Residential | 189 Lewis Road | Hemingway | SC | 29554 | Pending |  | PEC Carolinas |  | Pending | Photovoltaic |  |  | Southern |  | 2015-02-27 |  | 2015-02-27 | Open
DC |  | Cherry Grove Solar, LLC |  | Distribution | 21,280 Trina TSM-305PD14 | 6490 | Solar | Non-Residential | 1050 Cherry Grove Rd. | Cerro Gordo | NC | 28430 | Pending |  | PEC Carolinas |  | Pending | Photovoltaic |  | 5499 | Unknown |  | 2015-04-10 |  | 2015-04-10 | Open
DC | Hamilton | Central Rentals II LLC-2854 | 120/240 | Distribution | Five Yingli 240 Watt Solar Panels | 1.2 | Solar | Non-Residential | 2854 Losantiville Terrace | Cincinnati | OH | 45213 | Approved | Rider NM - Net Metering Rider - OH | OH/KY | 2012-05-17 | Connected | Photovoltaic |  | 0.95 | South | Single | 2012-05-04 |  | 2012-05-04 | Executed
DC | Hamilton | Central Rentals II LLC-2857 | 120/240 | Distribution | Five Yingli 240 Watt Solar Panels | 1.2 | Solar | Non-Residential | 2857 Losantiville Terrace | Cincinnati | OH | 45213 | Approved | Rider NM - Net Metering Rider - OH | OH/KY | 2012-05-17 | Connected | Photovoltaic |  | 0.95 | South | Single | 2012-05-04 |  | 2012-05-04 | Executed
DC | Hamilton | Central Rentals II LLC-2858 | 120/240 | Distribution | Five Yingli 240 Watt Solar Panels | 1.2 | Solar | Non-Residential | 2858 Losantiville Terrace | Cincinnati | OH | 45213 | Approved | Rider NM - Net Metering Rider - OH | OH/KY | 2012-05-17 | Connected | Photovoltaic |  | 0.95 | South | Single | 2012-05-04 |  | 2012-05-04 | Executed
DC | Hamilton | Central Rentals II LLC-2868 | 120/240 | Distribution | Five Yingli 240 Watt Solar Panels | 1.2 | Solar | Non-Residential | 2868 Losantivllie Terrace | Cincinnati | OH | 45213 | Approved | Rider NM - Net Metering Rider - OH | OH/KY | 2012-05-17 | Connected | Photovoltaic |  | 0.95 | South | Single | 2012-05-04 |  | 2012-05-04 | Executed
DC | Hamilton | Central Rentals II LLC-2887 | 120/240 | Distribution | Five Yingli 240 Watt Solar Panels | 1.2 | Solar | Non-Residential | 2887 Losantiville Ter Misc: MMTR | Cincinnati | OH | 45213 | Approved | Rider NM - Net Metering Rider - OH | OH/KY | 2012-05-17 | Connected | Photovoltaic |  | 0.95 | South | Single | 2012-05-04 |  | 2012-05-04 | Executed
DC | Buncombe | Central United Methodist Church of Asheville, Inc. |  | Distribution | Qty 68 Suniva Optimus 270W Solar Panels | 18 | Solar | Non-Residential | 297 Haywood St | Asheville | NC | 28801 | Approved | NC NM-Net Metering for Renewable Energy Facilities | PEC Carolinas | 2015-01-31 | Connected | Photovoltaic |  | 14.62 | Unknown |  | 2014-10-26 |  | 2014-09-25 | Executed
DC | Orange | Ces Florida Properties LLC |  | Distribution |  | 20 | Solar | Non-Residential | 12253 CHALLENGER PKY | ORLANDO | FL | 32826 | Approved | NM-FL Net Metering | FL | 2012-08-01 | Connected | Photovoltaic |  | 17 | North Central |  | 2014-09-10 |  |  | Executed
DC | Forsyth | Terry R McBride | 120/240 | Distribution | 8 - Suniva Optimus 255W - Solar Modules | 2.04 | Solar | Residential | 3555 Grandview Club Road | Pfafftown | NC | 27040 | Approved | NM-NC Net Metering | Carolinas | 2013-07-05 | Connected | Photovoltaic |  | 1.72 | Northern | Single | 2013-06-19 | 2013-06-27 | 2013-06-20 | Executed
DC | Robeson | Chickenfoot Solar LLC |  | Distribution | Qty 21,280 Trina TSM-305PD14 | 6490.4 | Solar | Non-Residential | 857 Lovette Road | Lumberton | NC | 28358 | On Hold |  | PEC Carolinas |  | Pending | Photovoltaic |  | 4500 | Unknown | 3-phase | 2014-12-15 |  | 2014-12-15 | Open
DC | Pasco | Chad Galvin |  | Distribution |  | 5.04 | Solar | Residential | 5048 GLENN DR | New Port Richey | FL | 34652 | Approved | NM-FL Net Metering | FL | 2010-05-14 | Connected | Photovoltaic |  | 4.284 | South Coastal |  | 2014-09-10 |  |  | Executed
DC | VIGO | CHILDREN'S SCI TEC M | 208Y/120 |  | five 220-W Schott solar panels | 1.1 | Solar | Non-Residential | 727 WABASH AVE | TERRE HAUTE | IN | 47807 | Approved | Net Metering - Standard Contract Rider No. 57 | IN | 2010-11-15 | Connected | Photovoltaic |  | 0.95 | Soutwest | 3 phase |  |  |  | Executed
DC | Clinton | Chad Lindsay | 120/240 | Distribution | Four 250-W SolarWorld Sunmodule SW250 solar panels | 1 | Solar | Residential | 15 Hunter Ct | Clinton | IN | 47482 | Approved | Net Metering - Standard Contract Rider No. 57 | IN | 2014-08-06 | Connected | Photovoltaic |  | 0.86 | Central | Single | 2014-07-18 |  | 2014-07-18 | Executed
DC |  | Chinquapin Solar, LLC |  | Distribution |  |  | Solar | Non-Residential | Unknown | Chinquapin | NC | 0 | Cancelled |  | PEC Carolinas |  | Cancelled | Photovoltaic |  | 2000 | Unknown |  | 2014-10-21 |  | 2012-11-02 | Cancelled
DC |  | Chad R Kelley | 120/240 | Distribution | 6 (245 Watt) Canadian Solar CS6P-245M Panels | 1.47 | Solar | Residential | 54 South St | Cloverdale | IN | 46120 | Approved | Net Metering - Standard Contract Rider No. 57 | IN | 2012-07-03 | Connected | Photovoltaic |  | 1.29 | Southern | Single | 2012-05-31 |  | 2012-05-31 | Executed
DC | Columbus | Chadbourn Farm, LLC |  | Distribution |  | 6240 | Solar | Non-Residential | 655 Midway Drive | Whiteville | NC | 28472 | Approved | NC CSP27-Cogeneration and Small Power Producer-Sell All | PEC Carolinas | 2012-12-05 | Connected | Photovoltaic |  | 4975 | Unknown |  | 2014-10-21 |  | 2012-05-09 | Executed
DC | Beaufort | Chocowinity Farm, LLC |  |  |  |  | Solar | Non-Residential | 7033 US 17 Branch | Chocowinity | NC | 27817 | Pending |  | PEC Carolinas |  | Pending | Photovoltaic |  | 5000 | Unknown | 3-phase | 2014-10-26 |  | 2014-09-15 | Open
DC | Wake | Chandra Rapolu | 120/240 | Distribution | QTY 7 IM 250 Motech Modules | 3 | Solar | Residential | 144 Anita Way | Cary | NC | 27513 | Approved | NC NM-Net Metering for Renewable Energy Facilities | PEC Carolinas | 2014-02-17 | Connected | Photovoltaic |  | 1.5 | Northern | Single | 2013-12-20 |  | 2013-12-20 | Executed
DC | Monroe | Chandra Romel | 120/240 | Distribution | Qty 8 (260 Watt) Helios 6T 260 Solar Panels | 2.08 | Solar | Residential | 1003 Palmer Ave S | Bloomington | IN | 47401 | Approved | Net Metering - Standard Contract Rider No. 57 | IN | 2013-08-06 | Connected | Photovoltaic |  | 3 | Southern | Single | 2013-07-18 |  | 2013-07-18 | Executed
DC | Monroe | Chandra Romel | 120/240 | Distribution | nine 260-W Helios 6T260 solar panels and one Helios 6T250 solar panel | 2.59 | Solar | Residential | 1003 Palmer Ave S | Bloomington | IN | 47401 | Approved | Net Metering - Standard Contract Rider No. 57 | IN | 2014-10-29 | Connected | Photovoltaic |  | 3.6 | Southern | Single | 2014-10-03 |  | 2014-10-03 | Executed
DC | Guilford | Terry M. Richter | 120/240 | Distribution | QTY:10 Optimus OPT 255 | 2.55 | Solar | Residential | 5611 Foxbury Dr. | Oak Ridge | NC | 27310 | Approved | NM-NC Net Metering | Carolinas | 2013-10-28 | Connected | Photovoltaic |  | 2.15 | Northern | Single | 2013-10-16 | 2013-10-25 | 2013-10-16 | Executed
DC | Mitchell | Chris Larsen | 120/240 |  |  | 5.88 | Solar | Residential | 113 Estes Court | Asheville | NC | 28777 | Approved | NC CSP-Cogeneration and Small Power Producer-Sell All | PEC Carolinas | 2010-10-29 | Connected | Photovoltaic |  | 4.7 | Western | Single | 2012-10-18 |  |  | Executed
DC | Mecklenburg | Terri Giordano | 120/240 | Distribution |  | 1.12 | Solar | Residential | 1214 Myrtle Ave | Charlotte | NC | 28203 | Approved | NM-NC Net Metering | Carolinas | 2014-03-05 | Connected | Photovoltaic |  | 1.12 | Central | Single | 2014-02-17 |  | 2014-02-17 | Executed
DC | Guilford | Terri A. McNaughton | 120/240 | Distribution | Qty 18 Suniva 270w Solar Panels | 4.86 | Solar | Residential | 410 Crestland Ave | Greensboro | NC | 27401 | Approved | NM-NC Net Metering | Carolinas | 2015-04-23 | Connected | Photovoltaic |  | 4.32 | Northern | Single | 2015-02-24 | 2015-04-15 | 2015-02-24 | Executed
DC | New Hanover | Chris Senior |  |  |  | 12.38 | Solar | Residential | 8229 Bald Eagle Ln. | Wilmington | NC | 28411 | Approved | NC CSP-Cogeneration and Small Power Producer-Sell All | PEC Carolinas | 2007-02-20 | Connected | Photovoltaic |  | 9.9 | Northern |  | 2012-10-18 |  |  | Executed
DC | Orange | Charlene A. Urbanski | 120/240 | Distribution | Qty 36 SW270w Mono Solar Panels | 9.72 | Solar | Residential | 1083 Galway Blvd | Apopka | FL | 32703 | Approved | NM-FL Net Metering | FL | 2015-03-13 | Connected | Photovoltaic |  | 8.26 | North Central | Single | 2015-02-26 |  | 2015-02-26 | Executed
DC | Wake | Chris Witzgall |  |  |  | 2.5 | Solar | Residential | 324 John Horton Rd | Apex | NC | 27502 | Approved | NC CSP-Cogeneration and Small Power Producer-Sell All | PEC Carolinas | 2004-06-15 | Connected | Photovoltaic |  | 2 | Northern |  | 2012-10-18 |  |  | Executed
DC | Wake | Charlene Abbott | 120/240 | Distribution |  | 5 | Solar | Residential | 209 Birch Creek Dr | Fuquay Varina | NC | 27526 | Approved | NC CSP29-Cogeneration and Small Power Producer-Sell All | PEC Carolinas | 2014-07-30 | Connected | Photovoltaic |  | 4 | Northern | Single | 2014-05-14 |  | 2014-05-14 | Executed
AC | Hamilton | Christ Hospital-NM | 12,470Y/7,200 | Distribution |  | 7500 | Diesel | Non-Residential | 2139 Auburn | Cincinnati | OH | 45219 | On Hold | Rider NM-H Net Metering Rider - Hospitals | OH/KY |  | Pending | Reciprocating Engine |  | 7500 | Central | 3-phase | 2015-04-01 |  | 2015-04-01 | Open
DC | POLK | Charlene Bennett |  | Distribution |  | 5.5 | Solar | Residential | 929 CARLTON AVE | LAKE WALES | FL | 33853 | Approved | NM-FL Net Metering | FL | 2013-09-19 | Connected | Photovoltaic |  | 4.675 | South Central |  | 2014-09-10 |  |  | Executed
DC | BUTLER | CHRIST METHODIST CHURCH - NM | 3 phase |  | eighty-four 224-W Sharp solar panels | 18.82 | Solar | Non-Residential | 700 MARSHALL RD S | MIDDLETOWN | OH | 45044 | Approved | Rider NM - Net Metering Rider - OH | OH/KY | 2010-01-14 | Superseded | Photovoltaic |  | 17 | South | 208Y/120 |  |  |  | Superceded
DC | Butler | CHRIST METHODIST CHURCH - NM | 208Y/120 | Distribution | one hundred sixty-eight 224-W Sharp solar panels | 37.63 | Solar | Non-Residential | 700 MARSHALL RD S | MIDDLETOWN | OH | 45044 | Approved | Rider NM - Net Metering Rider - OH | OH/KY | 2010-01-14 | Superseded | Photovoltaic |  | 50 | South | 3-phase |  |  |  | Superceded
DC | Pinellas | Charlene Rotondo |  | Distribution |  | 6.63 | Solar | Residential | 316 16TH AVENUE | INDIAN ROCKS BEACH | FL | 33785 | Approved | NM-FL Net Metering | FL | 2013-04-19 | Connected | Photovoltaic |  | 5.636 | South Coastal |  | 2014-09-10 |  |  | Executed
DC | Pinellas | Charles Brooks |  | Distribution |  | 5.17 | Solar | Residential | 1845 JESSICA RD | Clearwater | FL | 33765 | Approved | NM-FL Net Metering | FL | 2010-07-16 | Connected | Photovoltaic |  | 4.395 | South Coastal |  | 2014-09-10 |  |  | Executed
DC | Pinellas | Charles A Colletti | 120/240 | Distribution | Q-Cell | 2 | Solar | Residential | 8660 143RD ST | Seminole | FL | 33776 | Approved | NM-FL Net Metering | FL | 2014-12-29 | Connected | Photovoltaic |  | 1.7 | South Coastal | Single | 2014-12-23 |  | 2014-12-23 | Executed
DC | Pinellas | Charles Dillon |  | Distribution |  | 5 | Solar | Residential | 529 LILLIAN DRIVE, SOLAR | MADEIRA BEACH | FL | 33708 | Approved | NM-FL Net Metering | FL | 2013-03-05 | Connected | Photovoltaic |  | 4.25 | South Coastal |  | 2014-09-10 |  |  | Executed
DC | POLK | Charles Giordano |  | Distribution |  | 7.5 | Solar | Residential | 3818 COUNTY ROAD 547 N *HSE | DAVENPORT | FL | 33837 | Approved | NM-FL Net Metering | FL | 2014-07-09 | Connected | Photovoltaic |  | 6.375 | South Central |  | 2014-09-10 |  |  | Executed
DC | Citrus | Charles Abernathy |  | Distribution |  | 5.06 | Solar | Residential | 4780 N CRESTLINE DR | Beverly Hills | FL | 34465 | Approved | NM-FL Net Metering | FL | 2010-03-30 | Connected | Photovoltaic |  | 4.301 | North Coastal |  | 2014-09-10 |  |  | Executed
DC | Moore | Charles and Christine Lineback | 120/240 | Distribution | 20 250W Green Triplex solar panels | 5 | Solar | Residential | 1 Dunedin Cir | Pinehurst | NC | 28374 | Approved | NC NM-Net Metering for Renewable Energy Facilities | PEC Carolinas | 2014-01-08 | Connected | Photovoltaic |  | 3.44 | Southern | Single | 2013-09-25 |  | 2013-09-25 | Executed
DC | Orange | Charles B Adkins | 120/240 | Distribution |  | 15.12 | Solar | Residential | 2418 GREEN ACRE RD | Apopka | FL | 32703 | Approved | NM-FL Net Metering | FL | 2015-01-13 | Connected | Photovoltaic |  | 12.85 | North Central | Single | 2015-01-11 |  | 2015-01-11 | Executed
DC | Mecklenburg | Terrence Ryan | 120/240 | Distribution | QTY 4 Rene Sola Virtus II 250W Modules | 1 | Solar | Residential | 11444 Mangla Dr | Charlotte | NC | 28214 | Approved | NM-NC Net Metering | Carolinas | 2014-12-05 | Connected | Photovoltaic |  | 0.86 | Central | Single | 2014-10-21 | 2014-11-26 | 2014-10-21 | Executed
DC | New Hanover | Christina M Clas | 120/240 | Distribution | qty 16 Chaorisolar 255w PV modules | 4.08 | Solar | Residential | 110 Bermuda Dr | Wilmington | NC | 28401 | Pending |  | PEC Carolinas |  | Pending | Photovoltaic |  | 4.08 | Eastern | Single | 2015-05-20 |  | 2015-05-20 | Open
DC | Lake | Charles Barbera | 120/240 | Distribution | Qty 30 | 7.5 | Solar | Residential | 345 Salt Marsh Ln | Solar PWR Groveland | FL | 34736 | Approved | NM-FL Net Metering | FL | 2015-03-12 | Connected | Photovoltaic |  | 6.38 | South Central | Single | 2015-02-24 |  | 2015-02-24 | Executed
DC | Vance | Christina Solar, LLC |  | Distribution | Qty 22,344 JA Solar JAP6 72-310/3BB | 6926.64 | Solar | Non-Residential | 250 JP Taylor Rd | Henderson | NC | 27537 | On Hold |  | PEC Carolinas |  | Pending | Photovoltaic |  | 3000 | Unknown | 3-phase | 2015-01-26 |  | 2015-01-26 | Open
DC | Orange | Terrance J Lee | 120/240 | Distribution | 4 (185 Watt) Suntech Solar Panels | 0.74 | Solar | Residential | 716 Greenwood Road | Chapel Hill | NC | 27514 | Approved | NM-NC Net Metering | Carolinas | 2012-04-24 | Connected | Photovoltaic |  | 0.74 | Northern | Single | 2011-09-13 |  | 2011-09-13 | Executed
DC | CITRUS | Charles Bateham |  | Distribution |  | 10 | Solar | Residential | 5575 N MESA PT | BEVERLY HILLS | FL | 34465 | Approved | NM-FL Net Metering | FL | 2014-06-03 | Connected | Photovoltaic |  | 8.5 | North Coastal |  | 2014-09-10 |  |  | Executed
DC | Guilford | Tencarva Machinery Company | 480Y/277 | Distribution |  | 188.16 | Solar | Non-Residential | 1115 Pleasant Ridge Road | Greensboro | NC | 27409 | Approved | PP-N NC - Non-Hydroelectric Qualifying Facilities | Carolinas | 2012-01-28 | Connected | Photovoltaic | Tencarva PV Installation | 175 | Northern | 3-phase | 2011-10-28 |  | 2011-10-28 | Executed
DC | Guilford | Temple Emanuel | 208Y/120 | Distribution | 0.23 | 5.52 | Solar | Non-Residential | 1129 Jefferson Rd | Greensboro | NC | 27410 | Approved | PP-N NC - Non-Hydroelectric Qualifying Facilities | Carolinas | 2011-09-23 | Connected | Photovoltaic | Temple Emanuel PV Installation | 5 | Northern | 3-phase | 2011-08-12 |  | 2011-08-12 | Executed
DC | Randolph | TelExpress, Inc-406 Interstate | 208Y/120 | Distribution | 240 Lightway P1650x990 Series LW 235 | 56.4 | Solar | Non-Residential | 406 Interstate Drive | Archdale | NC | 27263 | Approved | NM-NC Net Metering | Carolinas | 2012-12-31 | Connected | Photovoltaic |  | 52 | Northern | 3-phase | 2012-11-01 | 2012-12-21 | 2012-11-01 | Executed
DC | Mecklenburg | Christine Deatley | 120/240 | Distribution | Qty 17 SW 280 Solar Panels | 4.76 | Solar | Residential | 20207 Rainbow Cir | Cornelius | NC | 28031 | Pending | NM-NC Net Metering | Carolinas |  | Pending | Photovoltaic |  | 4.76 | Central | Single | 2015-05-29 |  | 2015-05-29 | Open
DC | Pasco | Charles D Yawn | 120/240 | Distribution | Phono Solar | 1 | Solar | Residential | 4855 EVERHART DR | Land O Lakes | FL | 34639 | Approved | NM-FL Net Metering | FL | 2014-12-03 | Connected | Photovoltaic |  | 0.85 | South Coastal | Single | 2014-11-25 |  | 2014-11-25 | Executed
DC | Buncombe | Charles Daryl Rosenberger | 120/240 | Distribution | Qty 15 (215 Watt) Evergreen ES-A-215-FA3 Solar Panels | 3.23 | Solar | Residential | 894 Burney Mountain Rd | Fletcher | NC | 28732 | Pending | NC NM-Net Metering for Renewable Energy Facilities | PEC Carolinas | 2015-01-22 | Connected | Photovoltaic |  | 3.23 | Western | Single | 2014-06-20 |  | 2014-06-20 | Executed
DC | Randolph | TelExpress, Inc-404 Interstate |  | Distribution | 100 Lightway P1650x990 Series LW 235 | 23.5 | Solar | Non-Residential | 404 Interstate Drive | Archdale | NC | 27263 | Approved | NM-NC Net Metering | Carolinas | 2012-12-31 | Connected | Photovoltaic |  | 20 | Northern | 3-phase | 2012-11-01 | 2012-12-21 | 2012-11-01 | Executed
DC | Catawba | Ted Moore | 120/240 | Distribution | Qty 26 (260 Watt) Suniva OPT260-60-4-100 | 6.76 | Solar | Residential | 3951 Countryside Ln | Claremont | NC | 28610 | Approved | NM-NC Net Metering | Carolinas | 2013-11-18 | Connected | Photovoltaic |  | 5.59 | Central | Single | 2013-10-29 | 2013-11-06 | 2013-10-29 | Executed
DC | New Hanover | Charles Elliott | 120/240 | Distribution |  | 2.75 | Solar | Residential | 4440 Robindale Court | Wilmington | NC | 28405 | Approved | NC NM-Net Metering for Renewable Energy Facilities | PEC Carolinas | 2011-10-17 | Connected | Photovoltaic |  | 2.2 | Eastern | Single | 2012-10-18 |  |  | Executed
DC | Mecklenburg | Tara Koirala | 120/240 | Distribution | Qty 4 ReneSola 250W Solar Panels | 1 | Solar | Residential | 2240 Candlelight Woods DR. | Matthews | NC | 28105 | Approved | NM-NC Net Metering | Carolinas | 2015-05-04 | Connected | Photovoltaic |  | 0.86 | Central | Single | 2015-02-27 | 2015-04-30 | 2015-03-03 | Executed
DC | Haywood | Christophe Lorish | 120/240 | Distribution |  | 3.2 | Solar | Residential | 65 Ruffed Grouse Lane | Waynesville | NC | 28786 | Cancelled | NC CSP-Cogeneration and Small Power Producer-Sell All | PEC Carolinas | 2009-08-24 | Cancelled | Photovoltaic |  | 2.46 | Western | Single | 2012-10-18 |  |  | Cancelled
DC | Orange | Charles F Nation | 120/240 | Distribution | Qty 40 Canadian CS6P 255W Solar Panels | 10.2 | Solar | Residential | 10557 Jepson St | Orlando | FL | 32825 | Approved | NM-FL Net Metering | FL | 2015-05-13 | Connected | Photovoltaic |  | 8.67 | South Central | Single | 2015-05-08 |  | 2015-05-08 | Executed
DC | Mecklenburg | Tansukh V Ganatra | 120/240 | Distribution | 2 String of 7 (14 total) SolarWorld 250W SunModules | 3.5 | Solar | Residential | 6523 Ashdale Pl | Charlotte | NC | 28215 | Approved | NM-NC Net Metering | Carolinas | 2014-12-05 | Connected | Photovoltaic |  | 3.5 | Central | Single | 2014-11-03 | 2014-12-04 | 2014-11-03 | Executed
DC | Buncombe | Charles Franck | 120/240 | Distribution | Qty 26 250W Kyocera Solar Panel | 6.5 | Solar | Residential | 1 Ridgemont Dr | Weaverville | NC | 28787 | Approved | NC NM-Net Metering for Renewable Energy Facilities | PEC Carolinas | 2014-12-18 | Connected | Photovoltaic |  | 5.01 | Western | Single | 2014-10-09 |  | 2014-10-09 | Executed
DC | Pender | Charles H Holly | 120/240 | Distribution | Qty 12 (265 Watt) Solarworld Sunmodule SW 265 Solar Panels | 3.18 | Solar | Residential | 22393 NC HWY 210 | Rocky Point | NC | 28457 | Pending | NC NM-Net Metering for Renewable Energy Facilities | PEC Carolinas | 2015-01-23 | Connected | Photovoltaic |  | 3 | Eastern | Single | 2014-12-08 |  | 2014-12-08 | Executed
DC | LAKE | Charles Kenzing |  | Distribution |  | 6.72 | Solar | Residential | 153J BALMY COAST ROAD, SOLAR POWER | GROVELAND | FL | 34736 | Approved | NM-FL Net Metering | FL | 2013-05-06 | Connected | Photovoltaic |  | 5.712 | South Central |  | 2014-09-10 |  |  | Executed
DC | Mecklenburg | Tanja C Bechtler | 120/240 | Distribution | Qty 40 (250 Watt) Canadian Solar CS6P-250P | 10 | Solar | Residential | 2522 Cornell Ave | Charlotte | NC | 28211 | Approved | NM-NC Net Metering | Carolinas | 2014-11-26 | Connected | Photovoltaic |  | 7.7 | Central | Single | 2014-10-24 | 2014-11-21 | 2014-10-24 | Executed
DC | Chatham | Charles Jones | 120/240 | Distribution | QTY 24 REC 255 Peak Energy BLK Series | 6.12 | Solar | Residential | 1496 Lamont Norwood Rd | Pittsboro | NC | 27312 | Approved | NC NM-Net Metering for Renewable Energy Facilities | PEC Carolinas | 2014-12-22 | Connected | Photovoltaic |  | 6.12 | Northern | Single | 2014-10-31 |  | 2014-10-31 | Executed
DC | VOLUSIA | Charles Miller |  | Distribution |  | 7.35 | Solar | Residential | 2535 EMERALD FOREST ROAD | DELAND | FL | 32720 | Approved | NM-FL Net Metering | FL | 2013-12-03 | Connected | Photovoltaic |  | 6.248 | North Central |  | 2014-09-10 |  |  | Executed
DC | New Hanover | Charles K. Smith | 120/240 | Distribution |  | 1.75 | Solar | Residential | 4104 Chapra Drive | Wilmington | NC | 28412 | Approved | NC NM-Net Metering for Renewable Energy Facilities | PEC Carolinas | 2011-11-30 | Connected | Photovoltaic |  | 1.4 | Eastern | Single | 2012-10-18 |  |  | Executed
DC | Durham | Tania Desrosiera | 120/240 | Distribution |  | 2.7 | Solar | Residential | 2531 Sevier Street | Durham | NC | 27705 | Approved | SCG-NC Small Customer Generator Rider | Carolinas | 2014-01-28 | Connected | Photovoltaic |  | 2.5 | Northern | Single | 2013-12-20 |  | 2013-12-20 | Executed
DC | Jackson | Christopher Hamlet | 120/240 | Distribution | Qty 34 Solar World 285W Solar Panels | 9.69 | Solar | Residential | 272 Yorkshire Drive | Sylva | NC | 28779 | Approved | NM-NC Net Metering | Carolinas |  | Pending | Photovoltaic |  | 9.69 | Northern | Single | 2015-06-05 |  | 2015-06-05 | Open
DC | Orange | Charles L Crook | 120/240 | Distribution |  | 6 | Solar | Residential | 223 LONGLEAF CT | Orlando | FL | 32835 | Approved | NM-FL Net Metering | FL | 2014-10-21 | Connected | Photovoltaic |  | 5.1 | South Central | Single | 2014-10-22 |  | 2014-10-22 | Executed
DC | Guilford | Tammy Boland | 120/240 | Distribution |  | 2.35 | Solar | Residential | 1801 Dublin Dr | Greensboro | NC | 27408 | Approved | NM-NC Net Metering | Carolinas | 2012-03-09 | Connected | Photovoltaic |  | 2.15 | Northern | Single | 2012-03-06 |  | 2012-03-06 | Executed
DC |  | Charles Lewis | 120/240 | Distribution | fifteen Mage Powertex Plus 240 PL solar modules | 3.6 | Solar | Residential | 1603 Section Rd | Cincinnati | OH | 45237 | Approved | Rider NM - Net Metering Rider - OH | OH/KY | 2012-10-02 | Connected | Photovoltaic |  | 3 | North | Single | 2012-09-17 |  | 2012-09-17 | Executed
DC | Highlands | Charles Longieliere |  | Distribution |  | 5.64 | Solar | Residential | 311 IBIS AVE | Sebring | FL | 33872 | Approved | NM-FL Net Metering | FL | 2009-12-14 | Connected | Photovoltaic |  | 4.794 | South Central |  | 2014-09-10 |  |  | Executed
DC | Chatham | Charles Mummert | 120/240 | Distribution | QTY: 8 Suniva Optima 260 | 2.08 | Solar | Residential | 100 Wild Horse Run | Pittsboro | NC | 27312 | Approved | NM-NC Net Metering | PEC Carolinas | 2014-03-26 | Connected | Photovoltaic |  | 1.72 | Eastern | Single | 2014-02-21 |  | 2014-02-21 | Executed
DC | Pinellas | Charles Newsom | 120/240 | Distribution | Renesola | 2 | Solar | Residential | 311 70TH AVE | St. Petersburg | FL | 33706 | Approved | NM-FL Net Metering | FL | 2014-10-23 | Connected | Photovoltaic |  | 1.7 | South Coastal | Single | 2014-10-22 |  | 2014-10-22 | Executed
DC | Orange | Tamara Sanders | 120/240 | Distribution | Qty 12 250W Canadian Solar Panels | 3 | Solar | Residential | 708 Davie Rd. | Carrboro | NC | 27510 | Approved | NM-NC Net Metering | Carolinas | 2014-09-25 | Connected | Photovoltaic |  | 3.89 | Northern | Single | 2014-09-04 | 2014-09-24 | 2014-09-04 | Executed
DC |  | Charles Orcutt - Commercial | 120/240 | Distribution | ninety-one 230-W Mage solar panels | 20.93 | Solar | Non-Residential | 936 St. Rt. 28 | Milford | OH | 45150 | Approved | Rider NM - Net Metering Rider - OH | OH/KY | 2011-03-14 | Connected | Photovoltaic |  | 20 | East | Single | 2011-05-17 |  | 2011-05-17 | Executed
DC | Johnston | Charles R Pirolli | 120/240 | Distribution | Qty 28 (270 Watt) Suniva OPT-270-60-1B0 Solar Panels | 7.56 | Solar | Non-Residential | 1044 Mabry Rd | Angier | NC | 27501 | Pending | NC NM-Net Metering for Renewable Energy Facilities | PEC Carolinas | 2014-11-13 | Connected | Photovoltaic |  | 5.82 | Northern | Single | 2014-10-08 |  | 2014-10-08 | Executed
DC | Lake | Charles R. Russ | 120/240 | Distribution | Qty 20 Sunmodule Plus SW 250w Solar Panels | 5 | Solar | Residential | 12815 Anderson Hill Rd | Clermont | FL | 34711 | Approved | NM-FL Net Metering | FL | 2015-03-20 | Connected | Photovoltaic |  | 4.25 | South Central | Single | 2015-03-03 |  | 2015-03-03 | Executed
DC | Pinellas | Charles S Hollman | 120/240 | Distribution | Canadian Solar CS6P-255 | 5.1 | Solar | Residential | 2527 67TH AVE S | St. Petersburg | FL | 33712 | Approved | NM-FL Net Metering | FL | 2014-11-19 | Connected | Photovoltaic |  | 4.33 | South Coastal | Single | 2014-11-17 |  | 2014-11-17 | Executed
DC | HOWARD | CHRISTOPHER ROHALY | 120/240 |  | four 230-W solar panels | 0.92 | Solar | Residential | 906 ARUNDEL CT | KOKOMO | IN | 46901 | Approved | Net Metering - Standard Contract Rider No. 57 | IN | 2009-01-25 | Connected | Photovoltaic |  | 0.76 | North | Single |  |  |  | Executed
DC | HAMILTON | CHARLES SMITH-NM | 120/240 | Distribution | Fifty-four 115-W Evergreen Solar EC-115 GK modules | 6.21 | Solar | Non-Residential | 5917 JORDAN LN | CINCINNATI | OH | 45227 | Approved | Rider NM - Net Metering Rider - OH | OH/KY | 2006-01-01 | Connected | Photovoltaic |  | 6 | Central | Single |  |  |  | Executed
DC | Mecklenburg | Christopher Trangsrud | 120/240 | Distribution | qty 22 Canadian Solar CSP250W solar panels | 5.5 | Solar | Residential | 4309 Castle Ridge Ct | Charlotte | NC | 28269 | Pending | NM-NC Net Metering | Carolinas |  | Pending | Photovoltaic |  | 4.73 | Central | Single | 2015-03-20 |  | 2015-03-20 | Open
DC | Pinellas | Christopher Ververis |  | Distribution |  | 12.15 | Solar | Residential | 2823 COBBLESTONE DR | Palm Harbor | FL | 34684 | Approved | NM-FL Net Metering | FL | 2010-03-01 | Cancelled | Photovoltaic |  | 10.328 | South Coastal |  | 2014-09-10 |  |  | Cancelled
DC | Pinellas | Charles T Orsatti | 120/240 | Distribution | Solar World 265 | 9.91 | Solar | Residential | 530 PONCE DE LEON BLVD | New Belleair | FL | 33756 | Approved | NM-FL Net Metering | FL | 2015-01-07 | Connected | Photovoltaic |  | 4.42 | South Coastal | Single | 2015-01-11 |  | 2015-01-11 | Executed
DC | Lincoln | Tait Johnson | 120/240 | Distribution | 4 Helios 250W, 8 Jinko 235W, 16 Talesun | 6.72 | Solar | Residential | 1165 River Hill Trail | Lincolnton | NC | 28092 | Approved | NM-NC Net Metering | Carolinas | 2013-07-11 | Connected | Photovoltaic |  | 6.02 | Central | Single | 2013-06-26 | 2013-07-09 | 2013-06-26 | Executed
DC | Randolph | Charles Trogdon | 120/240 | Distribution | Qty 12 Green Triplex PM250Moo Modules | 3 | Solar | Residential | 527 Nassau Trl | Asheboro | NC | 27203 | Approved | NM-NC Net Metering | PEC Carolinas | 2014-01-16 | Connected | Photovoltaic |  | 2.58 | Southern | Single | 2013-10-24 |  | 2013-10-24 | Executed
DC | Alamance | T. S. Designs, Inc. - NM | 208Y/120 | Distribution |  | 8.6 | Solar | Non-Residential | 2053 Willow Springs Ln | Burlington | NC | 27215 | Approved | PP-N NC - Non-Hydroelectric Qualifying Facilities | Carolinas | 2008-10-02 | Connected | Photovoltaic | T.S. Designs PV Installation | 8.6 | Northern | 3-phase | 2011-04-07 |  | 2008-09-25 | Executed
DC | Seminole | Charles Pratt |  | Distribution |  | 5.28 | Solar | Residential | 972 PALMETTO ST | Oviedo | FL | 32765 | Approved | NM-FL Net Metering | FL | 2012-03-02 | Connected | Photovoltaic |  | 4.488 | North Central |  | 2014-09-10 |  |  | Executed
DC | HAMILTON | CINCINNATI CITY OF WATER DEPT - NM | 3 phase |  | one hundred forty-four 305-W SunPower SR-305-WHT solar modules | 43.92 | Solar | Non-Residential | 4747 SPRING GROVE | CINCINNATI | OH | 45232 | Approved | Rider NM - Net Metering Rider - OH | OH/KY | 2009-03-20 | Superseded | Photovoltaic |  | 42 | Central | 480Y/277 |  |  |  | Superceded
DC | Durham | Syngenta Biotechnology, Inc-NM | 480Y/277 | Distribution |  | 5.33 | Solar | Non-Residential | 9 Davis Dr. | Research Triangle Park | NC | 27709 | Approved | NM-NC Net Metering | Carolinas | 2013-03-13 | Connected | Photovoltaic |  | 5 | Northern | 3-phase | 2012-10-03 | 2013-03-24 | 2012-10-03 | Executed
DC | Hamilton | Cincinnati Housing Partners |  | Distribution | twelve 255-W solar panels | 3.06 | Solar | Non-Residential | 6480 Betts | Cincinnati | OH | 45239 | Cancelled | Rider NM - Net Metering Rider - OH | OH/KY |  | Cancelled | Photovoltaic |  | 2.58 | Central | Single | 2013-06-12 |  | 2013-06-12 | Cancelled
DC | Seminole | Charlie Turnbull |  | Distribution |  | 10 | Solar | Residential | 524 LEGACY PARK DR | Casselberry | FL | 32707 | Approved | NM-FL Net Metering | FL | 2012-03-12 | Connected | Photovoltaic |  | 8.5 | North Central |  | 2014-09-10 |  |  | Executed
DC | HAMILTON | CINCINNATI PUBLIC SCHOOLS - NM | 3 phase |  | nine 224-W Sharp solar panels | 2.02 | Solar | Non-Residential | 5945 MONTGOMERY RD | CINCINNATI | OH | 45213 | Approved | Rider NM - Net Metering Rider - OH | OH/KY | 2009-01-29 | Connected | Photovoltaic |  | 2.016 | Central | 480Y/277 |  |  |  | Executed
DC | HAMILTON | CINCINNATI STATE TECHNICAL AND COMMUNITY COLLEGE TECH INST - NM | 3 phase |  | six 175-W solar panels | 1.05 | Solar | Non-Residential | 3520 CENTRAL PKY | CINCINNATI | OH | 45223 | Approved | Rider NM - Net Metering Rider - OH | OH/KY | 2008-01-01 | Connected | Photovoltaic |  | 1.05 | Central | 4160/2400 |  |  |  | Executed
DC | ORANGE | Charlotte Cawley |  | Distribution |  | 10.2 | Solar | Residential | 14317 LORD BARCLAY DR | ORLANDO | FL | 32837 | Approved | NM-FL Net Metering | FL | 2014-07-09 | Connected | Photovoltaic |  | 8.67 | South Central |  | 2014-09-10 |  |  | Executed
DC | HAMILTON | CINCINNATI, CITY OF PARKS DEPARTMENT - 3545 PRINCIPIO | single |  | eighteen 235-W Sharp NU-235F1 solar modules | 4.32 | Solar | Non-Residential | 3545 PRINCIPIO | CINCINNATI | OH | 45208 | Approved | Rider NM - Net Metering Rider - OH | OH/KY | 2010-11-08 | Connected | Photovoltaic |  | 3.5 | Central | 120/240 |  |  |  | Executed
DC | HAMILTON | CINCINNATI, CITY OF PARKS DEPARTMENT - 5400 LANIUS | single |  | sixty 235-W Sharp NU-235F1 solar modules | 14.1 | Solar | Non-Residential | 5400 LANIUS LN | CINCINNATI | OH | 45224 | Approved | Rider NM - Net Metering Rider - OH | OH/KY | 2010-11-08 | Connected | Photovoltaic |  | 14 | Central | 120/240 |  |  |  | Executed
DC | HAMILTON | CINCINNATI, CITY OF PARKS DEPARTMENT - 5085 COLERAIN - NM | single |  | eighty-eight 235-W Sharp NU-235F1 solar modules | 20.68 | Solar | Non-Residential | 5085 COLERAIN | CINCINNATI | OH | 45223 | Approved | Rider NM - Net Metering Rider - OH | OH/KY | 2010-08-20 | Connected | Photovoltaic |  | 16.4 | Central | 120/240 |  |  |  | Executed
DC | HAMILTON | CINCINNATI, CITY OF PARKS DEPARTMENT - 1501 EDEN PARK - NM | single |  | thirty-six 235-W Sharp NU-235F1 solar modules | 8.46 | Solar | Non-Residential | 1501 EDEN PARK DR | CINCINNATI | OH | 45202 | Approved | Rider NM - Net Metering Rider - OH | OH/KY | 2010-09-01 | Connected | Photovoltaic |  | 7 | Central | 120/240 |  |  |  | Executed
DC | HAMILTON | CINCINNATI, CITY OF PARKS DEPARTMENT - 2080 SINTON - NM | 3 phase |  | one hundred thirty 220-W Sharp ND-220UC1 solar modules | 28.6 | Solar | Non-Residential | 2080 SINTON | CINCINNATI | OH | 45206 | Approved | Rider NM - Net Metering Rider - OH | OH/KY | 2010-08-20 | Connected | Photovoltaic |  | 25 | Central | 240 Delta |  |  |  | Executed
DC | HAMILTON | CINCINNATI, CITY OF PARKS DEPARTMENT - 3040 WESTWOOD NORTHERN - NM | single |  | sixty-eight 235-W Sharp NU-235F1 solar modules | 15.98 | Solar | Non-Residential | 3040 WESTWOOD NORTHERN BL | CINCINNATI | OH | 45211 | Approved | Rider NM - Net Metering Rider - OH | OH/KY | 2010-11-08 | Connected | Photovoltaic |  | 14 | Central | 120/240 |  |  |  | Executed
DC | HAMILTON | CINCINNATI, CITY OF PARKS DEPARTMENT - 5061 COLERAIN - NM | single |  | twenty-two 220-W Sharp ND-220UC1 solar modules | 4.84 | Solar | Non-Residential | 5061 COLERAIN | CINCINNATI | OH | 45223 | Approved | Rider NM - Net Metering Rider - OH | OH/KY | 2010-08-11 | Connected | Photovoltaic |  | 4.8 | Central | 120/240 |  |  |  | Executed
DC | HAMILTON | CINCINNATI, CITY OF PARKS DEPARTMENT - 3251 BROOKLINE - NM | single |  | twenty-two 235-W Sharp NU-235F1 solar modules | 5.17 | Solar | Non-Residential | 3251 BROOKLINE | CINCINNATI | OH | 45220 | Approved | Rider NM - Net Metering Rider - OH | OH/KY | 2010-08-20 | Connected | Photovoltaic |  | 4.8 | Central | 120/240 |  |  |  | Executed
DC | HAMILTON | CINCINNATI, CITY OF PARKS DEPARTMENT - 2001 FULTON - NM | single |  | twenty-two 235-W Sharp NU-235F1 solar modules | 5.17 | Solar | Non-Residential | 2001 FULTON | CINCINNATI | OH | 45206 | Approved | Rider NM - Net Metering Rider - OH | OH/KY | 2010-08-20 | Connected | Photovoltaic |  | 4.8 | Central | 120/240 |  |  |  | Executed
DC | HAMILTON | CINCINNATI, CITY OF PARKS DEPARTMENT - 3215 READING - NM | 3 phase |  | forty-eight 210-W SunPower SPR-210-BLK solar modules | 10.08 | Solar | Non-Residential | 3215 READING RD | CINCINNATI | OH | 45229 | Approved | Rider NM - Net Metering Rider - OH | OH/KY | 2008-03-12 | Superseded | Photovoltaic |  | 10 | Central | 208Y/120 |  |  |  | Superceded
DC | Buncombe | Charlotte Street Animal Hospital |  | Distribution |  | 6.45 | Solar | Non-Residential | 208 Charlotte St | Asheville | NC | 28801 | Approved | NC NM-Net Metering for Renewable Energy Facilities | PEC Carolinas | 2012-03-01 | Connected | Photovoltaic |  | 5.16 | Western | 3-phase | 2012-10-18 |  |  | Executed
DC | HAMILTON | CINCINNATI, CITY OF PARKS DEPARTMENT - 1331 EASTERN - NM | 3 phase |  | sixty 235-W Sharp NU-235F1 solar modules | 14.1 | Solar | Non-Residential | 1331 EASTERN | CINCINNATI | OH | 45202 | Approved | Rider NM - Net Metering Rider - OH | OH/KY | 2010-09-01 | Connected | Photovoltaic |  | 13.8 | Central | 208Y/120 |  |  |  | Executed
DC | Columbus | Chauncey Farm, LLC |  | Distribution |  | 6240 | Solar | Non-Residential | 1878 Chauncey Town Road | Lake Waccamaw | NC | 28450 | Approved | NC CSP29-Cogeneration and Small Power Producer-Sell All | PEC Carolinas | 2014-06-19 | Connected | Photovoltaic |  | 4975 | Unknown |  | 2014-10-21 |  | 2013-09-18 | Executed
DC | Marion | Cheri Gendron | 120/240 | Distribution | EK-14-0116A | 10 | Solar | Residential | 11711 N Magnolia Ave | Ocala | FL | 34475 | Approved | NM-FL Net Metering | FL | 2014-09-15 | Connected | Photovoltaic |  | 8.5 | North Coastal | Single | 2014-09-28 |  | 2014-09-28 | Executed
DC | Pinellas | Cherie Green |  | Distribution |  | 4.51 | Solar | Residential | 12 TANGELO TER | Safety Harbor | FL | 34695 | Approved | NM-FL Net Metering | FL | 2010-03-19 | Connected | Photovoltaic |  | 3.834 | South Coastal |  | 2014-09-10 |  |  | Executed
DC | McDowell | Cindy H Blanton | 120/240 | Distribution |  |  | Solar | Residential | 7727 US 70 W | Old Fort | NC | 28762 | Cancelled | NM-NC Net Metering | Carolinas |  | Cancelled | Photovoltaic |  |  | Central | Single | 2014-11-20 |  | 2014-11-20 | Cancelled
DC | Durham | Sylvia Heyden | 120/240 | Distribution |  | 3.37 | Solar | Residential | 3101 Pleasant Green Community Center Rd | Durham | NC | 27705 | Approved | SCG-NC Small Customer Generator Rider | Carolinas | 2006-05-01 | Connected | Photovoltaic |  | 2.8 | Northern | Single |  |  |  | Executed
DC | Kinston | Cherry Oil Co Inc | 120/240 | Distribution | QTY: 12 Topoint Solar JTM250 | 3 | Solar | Non-Residential | 2947 Hull Rd | Kinston | NC | 28504 | Approved | NM-NC Net Metering | PEC Carolinas | 2014-11-14 | Connected | Photovoltaic |  | 3 | Eastern | Single | 2014-06-09 |  | 2014-06-09 | Executed
DC | Mecklenburg | Sybil Barco | 120/240 | Distribution | Qty 4 Renesola Virtus II 250W Solar Panels | 1 | Solar | Residential | 7014 Hopkins St Lot # 108 | Charlotte | NC | 28269 | Approved | NM-NC Net Metering | Carolinas | 2015-05-07 | Connected | Photovoltaic |  | 0.86 | Central | Single | 2015-03-02 | 2015-05-06 | 2015-03-02 | Executed
DC | Wake | Citrix Systems Inc. |  | Distribution |  |  | Solar | Non-Residential | Unknown | Raleigh | NC | 27603 | Approved | NC NM-Net Metering for Renewable Energy Facilities | PEC Carolinas |  | Pending Meter Set | Photovoltaic |  | 11 | Unknown |  | 2014-10-21 |  | 2014-04-17 | Open
DC | VOLUSIA | Cheryl Roeser |  | Distribution |  | 10 | Solar | Residential | 4364 MARSH RD | DELAND | FL | 32724 | Approved | NM-FL Net Metering | FL | 2014-05-14 | Connected | Photovoltaic |  | 8.5 | North Central |  | 2014-09-10 |  |  | Executed
DC | Highlands | Cheryl Racicot |  | Distribution |  | 4.8 | Solar | Residential | 4237 NORTH COURSE LN | AVON PARK | FL | 33825 | Approved | NM-FL Net Metering | FL | 2012-06-07 | Connected | Photovoltaic |  | 4.08 | South Central |  | 2014-09-10 |  |  | Executed
DC | WAKULLA | Chester Chentnik |  | Distribution |  | 5.64 | Solar | Residential | 187 GERTIE BROWN RD | SOPCHOPPY | FL | 32358 | Approved | NM-FL Net Metering | FL | 2014-01-22 | Connected | Photovoltaic |  | 4.794 | North Coastal |  | 2014-09-10 |  |  | Executed
DC | Swain | Swain Co Admin Bldg | 120/240 | Distribution |  | 10.08 | Solar | Non-Residential | 101 Mitchell St | Bryson city | NC | 28713 | Approved | NM-NC Net Metering | Carolinas | 2011-12-13 | Connected | Photovoltaic |  | 5 | Southern | 3-phase | 2011-11-01 |  | 2011-11-01 | Executed
DC | MONROE | CITY OF BLOOMINGTON HOUSING & NEIGHBORHOOD | 120/240 |  | eighteen 120-W Evergreen Solar EC120 solar panels | 2.16 | Solar | Residential | 2105 SUSIE ST | BLOOMINGTON | IN | 47401 | Approved | Net Metering - Standard Contract Rider No. 57 | IN | 2009-03-12 | Connected | Photovoltaic |  | 2.16 | Soutwest | Single |  |  |  | Executed
DC | MARION | Chi Inst Of Chinese Medicine |  | Distribution |  | 45.14 | Solar | Non-Residential | 9700 W HIGHWAY 318, #REAR BLDG | REDDICK | FL | 32686 | Approved | NM-FL Net Metering | FL | 2014-07-08 | Connected | Photovoltaic |  | 38.365 | North Coastal |  | 2014-09-10 |  |  | Executed
DC | Rutherford | Ruff Solar LLC | 12,470Y/7,200 | Transmission | Qty 156, 750 ET Solar Modules | 47025 | Solar | Non-Residential | Ellenboro Henrietta Rd | Ellenboro | NC | 28040 | Pending | PP-N NC - Non-Hydroelectric Qualifying Facilities | Carolinas |  | Pending | Photovoltaic |  | 36750 | Northern | 3-phase | 2014-07-22 |  | 2014-07-22 | Open
| Mecklenburg | City of Charlotte - CMUD McAlpine 628 | 12,470Y/7,200 | Transmission |  |  | Biogas | Non-Residential | 12701 Lancaster Hwy | Charlotte | NC | 28277 | Cancelled | NM-NC Net Metering | Carolinas |  |  | Reciprocating Engine |  |  | Central | 3-phase | 2014-07-31 |  | 2014-07-31 | Cancelled
AC | Mecklenburg | City of Charlotte - CMUD McAlpine 628 | 12,470Y/7,200 | Transmission |  | 1000 | Biogas | Non-Residential | 12701 Lancaster Hwy | Charlotte | NC | 28277 | Approved | PP-N NC - Non-Hydroelectric Qualifying Facilities | Carolinas |  | Pending IA | Reciprocating Engine |  | 1000 | Central | 3-phase | 2014-09-02 |  | 2014-09-02 | Open
DC | MARION | Chi Inst Of Chinese Medicine |  | Distribution |  | 42.13 | Solar | Non-Residential | 9700 W HIGHWAY 318, #REAR BLDG | REDDICK | FL | 32686 | Approved | NM-FL Net Metering | FL | 2014-04-07 | Connected | Photovoltaic |  | 35.807 | North Coastal |  | 2014-09-10 |  |  | Executed
DC | Orange | Children'S Health All LLC |  | Distribution |  | 10 | Solar | Non-Residential | 11715 ORPINGTON ST *STE A, BLDG 1 | ORLANDO | FL | 32817 | Approved | NM-FL Net Metering | FL | 2012-08-01 | Connected | Photovoltaic |  | 8.5 | North Central |  | 2014-09-10 |  |  | Executed
DC | Iredell | Suzanne Young | 120/240 | Distribution | Qty 20 PV Moudule 230W Solar Panels | 4.6 | Solar | Residential | 157 Learning Tower Dr | Mooresville | NC | 28117 | Approved | NM-NC Net Metering | Carolinas | 2014-10-27 | Connected | Photovoltaic |  | 4.2 | Central | Single | 2014-09-17 | 2014-10-22 | 2014-09-17 | Executed
DC | Mecklenburg | City of Charlotte-NM W 7th St | 480Y/277 | Distribution | Twenty-Four Bosch Solar Panels 230 Watt | 5.52 | Solar | Non-Residential | 201 W 7th St | Charlotte | NC | 28202 | Approved | NM-NC Net Metering | Carolinas | 2012-08-31 | Cancelled | Photovoltaic |  | 5 | Central | 3-phase | 2012-02-10 |  | 2012-02-10 | Cancelled
DC |  | City of Cincinnati Buildings & Inspections |  |  | four hundred thirty-two 235-W Canadian Solar CS6P-235M solar modules | 101.52 | Solar | Non-Residential | 3300 Central Pky | Cincinnati | OH | 45225 | Approved | Rider NM - Net Metering Rider - OH | OH/KY | 2012-12-19 | Connected | Photovoltaic |  | 100 | North |  | 2012-11-20 |  | 2012-11-20 | Executed
DC | HAMILTON | CITY OF CINCINNATI CITY FACILITIES MANAGEMENT - NM |  |  | one hundred fifty 195-W Evergreen Solar ES-195 solar modules | 29.25 | Solar | Non-Residential | 117 ELDER W | CINCINNATI | OH | 45210 | Approved | Rider NM - Net Metering Rider - OH | OH/KY | 2008-11-17 | Connected | Photovoltaic |  | 29.25 | Central |  |  |  |  | Executed
DC | HAMILTON | CITY OF CINCINNATI EDEN PARK |  |  | ninety 119-W Evergreen modules and a 10 kW Bergey Excel wind turbine | 19.9 | Other | Non-Residential | 950 EDEN PARK DR | CINCINNATI | OH | 45202 | Approved | Rider NM - Net Metering Rider - OH | OH/KY | 2006-01-01 | Connected | Other |  | 19.9 | Central | 3 phase |  |  |  | Executed
DC | HAMILTON | CITY OF CINCINNATI HAMILTON CTY SEWER |  |  | 48 315-W SunPower SPR-315-WHT and 105 144-W Unisolar panels | 30.24 | Solar | Non-Residential | 1035 WOODROW | CINCINNATI | OH | 45204 | Approved | Rider NM - Net Metering Rider - OH | OH/KY | 2010-04-20 | Connected | Photovoltiac |  | 30 | Central | 3 phase |  |  |  | Executed
DC | Rockingham | Suzanne Thompson | 120/240 | Distribution | QTY 16 Evergreen Solar 180 W Spruce Line Modules | 2.88 | Solar | Residential | 3384 NC Highway 150 | Reidsville | NC | 27320 | Approved | NM-NC Net Metering | Carolinas | 2015-03-02 | Connected | Photovoltaic |  | 2.23 | Northern | Single | 2014-10-31 | 2015-03-09 | 2014-10-31 | Executed
DC |  | Sunenergy1, LLC |  | Distribution |  |  | Solar | Non-Residential | Unknown | Albertson | NC | 0 | Approved | NC CSP29-Cogeneration and Small Power Producer-Sell All | PEC Carolinas | 2014-01-31 | Connected | Photovoltaic |  | 5000 | Unknown | 3-phase | 2014-10-21 |  | 2013-06-14 | Executed
DC | Beaufort | Chocowinity Solar, LLC |  | Distribution | Renesola JC305M-24/Abh (Qty 20,800) | 24 | Solar | Non-Residential | 139 Bragaw Lane | Chocowinity | NC | 27817 | Approved | NC CSP29-Cogeneration and Small Power Producer-Sell All | PEC Carolinas | 2014-12-22 | Connected | Photovoltaic |  | 5000 | Eastern | 3-phase | 2014-10-21 |  | 2013-12-06 | Executed
DC | Orange | Suzanne Johnson | 120/240 | Distribution | QTY 21 LG 265 Mono X panels | 5.6 | Solar | Residential | 461 S. Greensboro | Carrboro | NC | 27510 | Approved | NM-NC Net Metering | Carolinas | 2014-09-17 | Connected | Photovoltaic |  | 4.3 | Northern | Single | 2014-06-20 | 2014-09-16 | 2014-06-20 | Executed
DC | Pickens | City of Clemson | 208Y/120 | Distribution |  | 32.9 | Solar | Non-Residential | 200 West Lane | Clemson | SC | 29631 | Approved | NM-SC Net Metering | Carolinas | 2011-08-26 | Superseded | Photovoltaic |  | 32.9 | Southern | 3-phase | 2011-08-19 |  | 2011-08-19 | Superceded
DC | Lake | City Of Coleman |  | Distribution |  | 35 | Solar | Non-Residential | 1848 ANDERSON RD, WATER PLANT/NEW | COLEMAN | FL | 33521 | Approved | NM-FL Net Metering | FL | 2012-03-19 | Superseded | Photovoltaic |  | 29.75 | North Coastal |  | 2014-09-10 |  |  | Superceded
DC | wake | Chris D Houldsworth | 120/240 | Distribution | Qty 16 260W Rec Peak Energy Blk Series Solar Panels | 4.16 | Solar | Residential | 4929 Royal Adelaide Way | Raleigh | NC | 27604 | Approved | NC NM-Net Metering for Renewable Energy Facilities | PEC Carolinas | 2015-05-19 | Connected | Photovoltaic |  | 4 | Northern | Single | 2015-02-10 |  | 2015-02-10 | Executed
DC | Orange | Chris Klinger |  | Distribution |  | 3.92 | Solar | Residential | 7612 TERN DR | ORLANDO | FL | 32822 | Approved | NM-FL Net Metering | FL | 2013-01-07 | Connected | Photovoltaic |  | 3.332 | South Central |  | 2014-09-10 |  |  | Executed
DC | Union | Suzanne Hearn | 120/240 | Distribution | QTY 24 Solar World 250 Panels | 6 | Solar | Residential | 3903 Griffith Rd | Monroe | NC | 28112 | Approved | NM-NC Net Metering | Carolinas | 2014-07-25 | Connected | Photovoltaic |  | 6 | Central | Single | 2014-05-23 | 2014-07-17 | 2014-05-23 | Executed
DC | Guilford | City of Greensboro - 1041 Battleground Ave |  | Distribution | Qty 3724 REC260PE Solar Panels | 968 | Solar | Non-Residential | 1041 Battleground Ave | Greensboro | NC | 27408 | Pending | NM-NC Net Metering | Carolinas |  | Pending | Photovoltaic |  | 800 | Northern | 3-phase | 2014-10-06 |  | 2014-10-06 | Open
DC | Guildford | City of Greensboro - 219 N Church Street | 480Y/277 | Distribution | Qty 1008 REC 260W Solar Modules | 262 | Solar | Non-Residential | 219 N Church St | Greensboro | NC | 27401 | Pending | NM-NC Net Metering | Carolinas |  | Pending | Photovoltaic |  | 225 | Northern | 3-phase | 2014-11-11 |  | 2014-11-11 | Open
DC | Guildford | City of Greensboro - 2350 Huffine Mill Rd (Rider NM) |  | Distribution | Qty 4704 REC 260PE Solar Panels | 1223 | Solar | Non-Residential | 2350 Huffine Mill Rd | McLeansville | NC | 27301 | Pending | NM-NC Net Metering | Carolinas |  | Pending | Photovoltaic |  | 1000 | Northern | 3-phase | 2014-10-06 |  | 2014-10-06 | Open
DC | Guilford | City of Greensboro - 2350 Huffine Mill Rd (Purchase Power) |  | Distribution | Qty 3990 (315 Watt) REC315PE72 Solar Panels | 1258.85 | Solar | Non-Residential | 2350 Huffine Mill Road | McLeansville | NC | 27301 | Pending | PP-N NC - Non-Hydroelectric Qualifying Facilities | Carolinas |  | Pending | Photovoltaic |  | 980 | Northern | 3-phase | 2015-06-17 |  | 2015-06-11 | Open
DC | Guilford | City of Greensboro - 401 Patton Ave | 480 Delta | Distribution | Qty 672 REC Peak 260W Modules | 123.76 | Solar | Non-Residential | 401 Patton Ave | Greensboro | NC | 27406 | Pending | NM-NC Net Metering | Carolinas |  | Pending | Photovoltaic |  | 100 | Northern | 3-phase | 2011-12-20 |  | 2011-12-20 | Open
DC | Guilford | City of Greensboro- 1510 N. Church Street | 480Y/277 | Distribution | Qty 672 REC 260W Solar Modules | 174.72 | Solar | Non-Residential | 1510 N. Church Street | Greensboro | NC | 27405 | Pending | NM-NC Net Metering | Carolinas |  | Pending | Photovoltaic |  | 150 | Northern | 3-phase | 2011-12-20 |  | 2011-12-20 | Open
DC | Guilford | City of Greensboro- 1512 N. Church Street | 480Y/277 | Distribution | Qty 294 REC260Watt Solar Modules | 76.44 | Solar | Non-Residential | 1512 N Church St | Greensboro | NC | 27405 | Pending | NM-NC Net Metering | Carolinas |  | Pending | Photovoltaic |  | 60 | Northern | 3-phase | 2013-11-11 |  | 2013-11-11 | Open
DC | Guilford | City of Greensboro-1514 N Church Street | 208Y/120 | Distribution | 228 Suntech STP245-20/Wde 245w Panels | 55.86 | Solar | Non-Residential | 1514 N Church Street | Greensboro | NC | 27405 | Cancelled | SCG-NC Small Customer Generator Rider | Carolinas |  | Cancelled | Photovoltaic |  | 45 | Northern | 3-phase | 2011-12-20 |  | 2011-12-20 | Cancelled
DC | Guilford | City of Greensboro - NM |  |  |  |  | Solar | Non-Residential | 300 West Washingon St | Greensboro | NC | 27402 | Cancelled |  | Carolinas |  | Cancelled | Photovoltaic |  |  | Northern |  | 2011-04-07 |  | 2008-07-23 | Cancelled
DC |  | City of Lafayette | 120/240 | Distribution | sixteen 280-W Nusun NS280-6M photovoltaic modules | 4.48 | Solar | Non-Residential | 2150 Ulen Lane | Lafayette | IN | 47904 | Approved | Net Metering - Standard Contract Rider No. 57 | IN | 2012-09-05 | Superseded | Photovoltaic |  | 4 | Northern | Single | 2012-05-31 |  | 2012-05-31 | Superceded
DC | Rockingham | Suzanne C. Thompson | 120/240 | Distribution |  | 2.8 | Solar | Residential | 3384 Highway 150 | Reidsville | NC | 27320 | Approved | SCG-NC Small Customer Generator Rider | Carolinas | 2008-05-29 | Connected | Photovoltaic |  | 2.8 | Northern | Single | 2011-04-07 |  | 2008-05-12 | Executed
DC | Orange | Susan Orenstein | 120/240 | Distribution | Qty 16 Sunpower 327W Solar Panels. | 5.23 | Solar | Residential | 103 Buckeye Lane | Chapel Hill | NC | 27516 | Approved | NM-NC Net Metering | Carolinas | 2015-04-07 | Connected | Photovoltaic |  | 5 | Northern | Single | 2015-03-04 | 2015-03-20 | 2015-03-04 | Executed
DC | Mecklenburg | Susan Slazas | 120/240 | Distribution | QTY: 6 SunPower E20/327 | 1.96 | Solar | Residential | 9220 Hanover South Trail | Charlotte | NC | 28210 | Approved | NM-NC Net Metering | Carolinas | 2013-10-28 | Connected | Photovoltaic |  | 1.962 | Central | Single | 2013-10-02 | 2013-10-25 | 2013-10-02 | Executed
DC | Guilford | Susan Samuelson | 120/240 | Distribution | Qty 16 SW285Watts, Solar Panels | 4.56 | Solar | Residential | 4884 Woody Mill Rd | Greensboro | NC | 27406 | Approved | NM-NC Net Metering | Carolinas | 2015-06-10 | Connected | Photovoltaic |  | 3.84 | Northern | Single | 2015-05-21 | 2015-06-01 | 2015-05-21 | Executed
DC | Wake | City of Raleigh - Awls Haven |  |  |  | 4.75 | Solar | Non-Residential | 5229 Awls Haven Dr | Raleigh | NC | 27604 | Pending | NC CSP-Cogeneration and Small Power Producer-Sell All | PEC Carolinas |  | Pending | Photovoltaic |  | 3.8 | Northern | 3-phase | 2012-10-18 |  | 2013-06-26 | Open
DC | Wake | City of Raleigh - Salisbury St |  |  |  | 2.88 | Solar | Non-Residential | 614 S Salisbury St | Raleigh | NC | 27601 | Approved | NC NM-Net Metering for Renewable Energy Facilities | PEC Carolinas | 2011-10-01 | Connected | Photovoltaic |  | 2.3 | Northern |  | 2012-10-18 |  |  | Executed
DC | Butler | CHRIST METHODIST CHURCH - NM | 208Y/120 | Distribution | 336 Sharp 235 Watt Solar Panels | 78.96 | Solar | Non-Residential | 700 MARSHALL RD S | MIDDLETOWN | OH | 45044 | Approved | Rider NM - Net Metering Rider - OH | OH/KY | 2011-11-10 | Connected | Photovoltaic |  | 122 | South | 3-phase | 2011-11-04 |  | 2011-11-04 | Executed
DC | Gaston | Susan Platt | 120/240 | Distribution |  | 1.11 | Solar | Residential | 826 Union New Hope Road | Gastonia | NC | 28056 | Approved | NM-NC Net Metering | Carolinas | 2012-02-13 | Connected | Photovoltaic |  | 1.14 | Central | Single | 2011-12-19 |  | 2011-12-19 | Executed
DC | Pinellas | Christie Seetoo | 120/240 | Distribution | Phono Solar | 1 | Solar | Residential | 4220 19TH ST N | St. Petersburg | FL | 33714 | Approved | NM-FL Net Metering | FL | 2014-12-26 | Connected | Photovoltaic |  | 0.85 | South Coastal | Single | 2014-12-21 |  | 2014-12-21 | Executed
DC | Harnett | Christina Blume | 120/240 | Distribution | QTY 20 SUNIVA 270 OPTIMUS SOLAR MODULES | 5.4 | Solar | Residential | 641 Chisenhall Rd | Angier | NC | 27501 | Approved | NC NM-Net Metering for Renewable Energy Facilities | PEC Carolinas | 2015-01-15 | Connected | Photovoltaic |  | 5 | Northern | Single | 2014-12-02 |  | 2014-12-02 | Executed
DC | CITRUS | Christina Muramatsu |  | Distribution |  | 5.4 | Solar | Residential | 4188 N CHISHOLM PT | BEVERLY HILLS | FL | 34465 | Approved | NM-FL Net Metering | FL | 2014-05-01 | Connected | Photovoltaic |  | 4.59 | North Coastal |  | 2014-09-10 |  |  | Executed
DC | PINELLAS | Christina Aikman |  | Distribution |  | 5.04 | Solar | Residential | 2391 GRANADA CIR W | ST. PETERSBURG | FL | 33712 | Approved | NM-FL Net Metering | FL | 2014-03-06 | Connected | Photovoltaic |  | 4.28 | South Coastal |  | 2014-09-10 |  |  | Executed
DC | Orange | Susan Duke | 120/240 | Distribution |  | 4.14 | Solar | Residential | 111 Hillspring Lane | Chapel Hill | NC | 27516 | Approved | PP-N NC - Non-Hydroelectric Qualifying Facilities | Carolinas | 2012-01-16 | Connected | Photovoltaic |  | 4 | Northern | Single | 2011-11-17 |  | 2011-11-18 | Executed
DC | WARREN | CITY OF SPRINGBORO CLEARCREEK PARK | 120/240 |  | seventy-eight 230-W polycrystalline panels | 17.94 | Solar | Non-Residential | 3500 LOWER SPRINGBORO RD W | SPRINGBORO | OH | 45066 | Approved | Rider NM - Net Metering Rider - OH | OH/KY | 2011-03-14 | Connected | Photovoltiac |  | 18 | North | Single |  |  |  | Executed
DC | WARREN | City of Springboro Comm Park "B" | single |  | eight 270-W Suniva Optimus OPT 270-60-4-1B0 solar panels | 2.16 | Solar | Non-Residential | 666 Market W | Springboro | OH | 45066 | Pending | Rider NM - Net Metering Rider - OH | OH/KY | 2010-04-23 | Pending | Photovoltaic |  | 3.4 | North | 120/240 | 2015-06-17 |  | 2015-06-17 | Open
DC | WARREN | City of Springboro Comm Park "B" | single |  | eight 175-W Suntech Black Label STP175S-24/Ab-1 solar panels | 1.4 | Solar | Non-Residential | 666 Market W | Springboro | OH | 45066 | Approved | Rider NM - Net Metering Rider - OH | OH/KY | 2010-04-23 | Connected | Photovoltaic |  | 1.4 | North | 120/240 |  |  |  | Executed
DC | WARREN | CITY OF SPRINGBORO COMM PARK | 120/240 |  | eleven 230-W REC235PE solar panels | 2.59 | Solar | Non-Residential | 666 MARKET W | SPRINGBORO | OH | 45066 | Approved | Rider NM - Net Metering Rider - OH | OH/KY | 2011-03-14 | Connected | Photovoltiac |  | 2.585 | North | Single |  |  |  | Executed
DC | WARREN | CITY OF SPRINGBORO NORTH PARK CONCESSION | 120/240 |  | sixteen 230-W solar panels | 3.68 | Solar | Non-Residential | 195 TAMARACK TR | SPRINGBORO | OH | 45066 | Approved | Rider NM - Net Metering Rider - OH | OH/KY | 2011-03-14 | Connected | Photovoltiac |  | 3.04 | North | Single |  |  |  | Executed
DC | HAMILTON | CITY OF SPRINGBORO NORTH PARK SHELTER | 120/240 |  | eleven 235-W REC 235PE solar panels | 2.59 | Solar | Non-Residential | 195 Tamarack Tr #B | SPRINGBORO | OH | 45066 | Approved | Rider NM - Net Metering Rider - OH | OH/KY | 2011-03-14 | Connected | Photovoltiac |  | 2.585 | Central | Single |  |  |  | Executed
DC |  | Christina Brashear | 120/240 | Distribution | forty-two 260-W Canadian Solar CS6P solar panels | 10.92 | Solar | Residential | 10564 Schlottman Rd | Loveland | OH | 45140 | Approved | Rider NM - Net Metering Rider - OH | OH/KY | 2015-04-21 | Connected | Photovoltaic |  | 10 | South | Single | 2015-04-07 |  | 2015-04-07 | Executed
DC | Pinellas | Christina M Noordstar | 120/240 | Distribution |  | 5.25 | Solar | Residential | 816 3rd Ave S | Tierra Verde | FL | 33715 |  | NM-FL Net Metering | FL | 2014-05-28 | Connected | Photovoltaic |  | 4.463 | South Coastal | Single |  |  |  | Executed
DC | Pinellas | Christina Staige | 120/240 | Distribution | Q-Cell | 1.25 | Solar | Residential | 621 CIRCLE DR W | largo | FL | 33770 | Approved | NM-FL Net Metering | FL | 2014-12-31 | Connected | Photovoltaic |  | 1.06 | South Coastal | Single | 2014-12-21 |  | 2014-12-21 | Executed
DC | Pinellas | Christine B Roberts | 120/240 | Distribution |  | 9.9 | Solar | Residential | 1727 ALGONQUIN DR | Clearwater | FL | 33755 | Approved | NM-FL Net Metering | FL | 2015-01-09 | Connected | Photovoltaic |  | 8.41 | South Coastal | Single | 2015-01-11 |  | 2015-01-11 | Executed
DC | Catawba | Susan McCaslin | 120/240 | Distribution | 20 240W Mage Solar Panels | 4.8 | Solar | Residential | 225 Herman Sipe Rd NW | Conover | NC | 28613 | Approved | NM-NC Net Metering | Carolinas | 2012-12-31 | Connected | Photovoltaic |  | 4.76 | Central | Single | 2012-12-17 | 2012-12-28 | 2012-12-17 | Executed
DC |  | Christine Carli | 120/240 | Distribution | Thirteen 185 Watt Suntech Solar Panels | 2.41 | Solar | Residential | 549 Hoge St | Cincinnati | OH | 45226 | Approved | Rider NM - Net Metering Rider - OH | OH/KY | 2011-08-29 | Connected | Photovoltaic |  | 2.41 | South | Single | 2011-08-18 |  | 2011-08-18 | Executed
DC | Lake | Christine Clausen |  | Distribution |  | 6.72 | Solar | Residential | 108 SALT MARSH LN, SOLAR POWER | Groveland | FL | 34736 | Approved | NM-FL Net Metering | FL | 2012-12-21 | Connected | Photovoltaic |  | 5.712 | South Central |  | 2014-09-10 |  |  | Executed
DC | Greenville | Susan M. Heiser | 120/240 | Distribution |  | 3.7 | Solar | Residential | 690 East Suber Rd | Greer | SC | 29650 | Approved | NM-SC Net Metering | Carolinas | 2008-11-10 | Connected | Photovoltaic |  | 3 | Southern | Single | 2011-04-07 |  | 2008-06-05 | Executed
DC | Wake | Christine Greer | 120/240 | Distribution | QTY 4 Sunmodule Plus SW 265 Mono | 1.06 | Solar | Residential | 6600 Alirin LN | Fuquay Varina | NC | 27540 | Approved | NC NM-Net Metering for Renewable Energy Facilities | PEC Carolinas | 2015-02-11 | Connected | Photovoltaic |  | 0.82 | Northern | Single | 2014-12-23 |  | 2014-12-23 | Executed
DC | Spartanburg | Susan M. Grimley | 120/240 | Distribution |  | 4.2 | Solar | Residential | 751 Caldwell Rd | Campobello | SC | 29322 | Approved | NM-SC Net Metering | Carolinas | 2009-03-13 | Connected | Photovoltaic |  | 4.2 | Southern | Single | 2011-04-07 |  | 2009-03-03 | Executed
DC | Orange | Christine Monroe |  | Distribution |  | 5.94 | Solar | Residential | 4721 FORT BRAVO CT | Orlando | FL | 32822 | Approved | NM-FL Net Metering | FL | 2009-12-21 | Connected | Photovoltaic |  | 5.049 | South Central |  | 2014-09-10 |  |  | Executed
DC | Haywood | Christophe Lorish | 120/240 | Distribution | 1st Inst Qty 16 Sango Hit 200W Panels, 2nd Inst Qty 6 Trina 250 W Panels | 4.7 | Solar | Residential | 65 Ruffed Grouse Lane | Waynesville | NC | 28786 | Approved | NC NM-Net Metering for Renewable Energy Facilities | PEC Carolinas | 2015-02-11 | Connected | Photovoltaic |  | 3.62 | Western | Single | 2014-09-04 |  | 2014-09-04 | Executed
DC | Wake | Susan Lloyd and Robert Koontz | 120/240 | Distribution | Quanity 9 - 245 Watt (SolarWorld SW245 MONO) | 2.2 | Solar | Residential | 19 Wesleywood DR | Durham | NC | 27707 | Approved | SCG-NC Small Customer Generator Rider | Carolinas | 2012-09-07 | Connected | Photovoltaic |  | 2.205 | Northern | Single | 2012-07-31 | 2012-09-06 | 2012-07-31 | Executed
DC | Mecklenburg | Susan L Evans | 120/240 | Distribution | Qty 15 (335 Watt) SunPower X21-335-BLK | 5.03 | Solar | Residential | 2224 Club Rd. | Charlotte | NC | 28205 | Approved | NM-NC Net Metering | Carolinas | 2014-04-22 | Connected | Photovoltaic |  | 5 | Central | Single | 2013-10-09 | 2014-04-17 | 2013-10-09 | Executed
DC | Chatham | Susan H and David Keesee | 120/240 | Distribution | Qty 18 (245 Watt) Bosch 245 Wp | 4.41 | Solar | Residential | 360 Luna Ln | Chapel Hill | NC | 27517 | Approved | NM-NC Net Metering | Carolinas | 2013-03-08 | Connected | Photovoltaic |  | 4.41 | Northern | Single | 2013-01-21 | 2013-03-06 | 2013-01-21 | Executed
DC | Orange | Christopher Beaman |  | Distribution |  | 6.67 | Solar | Residential | 2926 LAKEWOOD POINTE DR | ORLANDO | FL | 32817 | Approved | NM-FL Net Metering | FL | 2011-08-03 | Connected | Photovoltaic |  | 5.67 | North Central |  | 2014-09-10 |  |  | Executed
DC | Pinellas | Christopher Boland | 120/240 | Distribution | Qty 21 SW285 SolarWorld solar panels | 5.99 | Solar | Residential | 2443 51st St N. | St Petersburg | FL | 33710 | Approved | NM-FL Net Metering | FL | 2015-03-02 | Connected | Photovoltaic |  | 5.087 | South Coastal | Single | 2015-02-25 |  | 2015-02-25 | Executed
DC | Davie | Susan Gerlinger | 120/240 | Distribution | QTY 20 Sun Edison F270KyC Solar Modules | 5.4 | Solar | Residential | 118 Idlewild Rd | Advance | NC | 27006 | Approved | NM-NC Net Metering | Carolinas | 2014-11-21 | Connected | Photovoltaic |  | 5.4 | Northern | Single | 2014-10-08 | 2014-11-20 | 2014-10-08 | Executed
DC | Spartanburg | Susan Eilders | 120/240 | Distribution | QTY: 4 SunModule SW270 | 1.08 | Solar | Residential | 840 West Rd | Spartanburg | SC | 29306 | Approved | NM-SC Net Metering | Carolinas | 2013-12-31 | Connected | Photovoltaic |  | 0.86 | Southern | Single | 2013-11-21 | 2013-12-19 | 2013-11-21 | Executed
DC | Pinellas | Christopher Didyk | 120/240 | Distribution | Renesola | 1 | Solar | Residential | 3510 Bayshore Blvd NE | St. Petersburg | FL | 33703 | Approved | NM-FL Net Metering | FL | 2014-10-15 | Connected | Photovoltaic |  | 0.85 | South Coastal | Single | 2014-10-12 |  | 2014-10-12 | Executed
DC | Monroe | Christopher Doran | 120/240 | Distribution | nine 285-W LG 285 Mono X modules | 2.57 | Solar | Residential | 817 Jackson St N | Bloomington | IN | 47404 | Approved | Net Metering - Standard Contract Rider No. 57 | IN | 2014-03-18 | Connected | Photovoltaic |  | 2.565 | Southern | Single | 2013-12-16 |  | 2013-12-16 | Executed
DC | Seminole | Christopher Oddo |  | Distribution |  | 5.08 | Solar | Residential | 336 ALLISON AVE | LONGWOOD | FL | 32750 | Approved | NM-FL Net Metering | FL | 2013-02-18 | Connected | Photovoltaic |  | 4.318 | North Central |  | 2014-09-10 |  |  | Executed
DC | Orange | Susan Reynolds | 120/240 | Distribution |  | 4.62 | Solar | Residential | 4621 Hollow Oaks Dr | Chapel Hill | NC | 27516 | Approved | PP-N NC - Non-Hydroelectric Qualifying Facilities | Carolinas | 2011-01-31 | Connected | Photovoltaic | Reynolds PV Installation | 9.24 | Northern | Single | 2011-07-26 |  | 2011-01-20 | Executed
DC | Orange | Christopher Sally |  | Distribution |  | 5.28 | Solar | Residential | 1494 ANNA CATHERINE DR | Orlando | FL | 32828 | Approved | NM-FL Net Metering | FL | 2011-06-07 | Connected | Photovoltaic |  | 4.488 | North Central |  | 2014-09-10 |  |  | Executed
DC |  | Christopher Kennedy | 120/240 | Distribution | Qty 37 Q.Cell 260w, solar panels | 9.62 | Solar | Residential | 3435 Players Point Loop | Apopka | FL | 32712 | Approved | NM-FL Net Metering | FL | 2015-05-29 | Connected | Photovoltaic |  | 8.178 | North Central | Single | 2015-05-27 |  | 2015-05-27 | Executed
DC | Pinellas | Christopher Kidwell | 120/240 | Distribution | Qty 45 Canadian Solar-CS6P-260w, solar panels | 11.7 | Solar | Residential | 3022 Osprey Lane | Clearwater | FL | 33762 | Approved | NM-FL Net Metering | FL | 2015-06-08 | Connected | Photovoltaic |  | 9.945 | South Coastal | Single | 2015-06-03 |  | 2015-06-03 | Executed
DC | Orange | Christopher Koerner | 120/240 | Distribution | Qty 4 Q Pro-G3/260 Solar Panels | 1.04 | Solar | Residential | 763 Cascading Creek Ln | Winter Garden | FL | 34787 | Approved | NM-FL Net Metering | FL | 2015-03-06 | Connected | Photovoltaic |  | 0.88 | South Central | Single | 2015-02-24 |  | 2015-02-24 | Executed
DC | Alamance | Claire G Haslam and Doug Williams | 120/240 | Distribution | Qty 7 345W Sunpower Solar Panels | 2.42 | Solar | Residential | 1880 Sissipahaw Way Unit#C100 | Saxapahaw | NC | 27340 | Pending | NM-NC Net Metering | Carolinas |  | Pending | Photovoltaic |  | 2 | Northern | Single | 2014-08-19 | 2014-10-31 | 2014-08-19 | Open
DC | Seminole | Christopher Wall |  | Distribution |  | 3.05 | Solar | Residential | 1023 WINDING WATERS CIR | Winter Springs | FL | 32708 | Approved | NM-FL Net Metering | FL | 2010-07-01 | Connected | Photovoltaic |  | 2.593 | North Central |  | 2014-09-10 |  |  | Executed
DC | Wake | Christopher L Watkins | 120/240 | Distribution | 16 170W Mistubishi Solar Modulees | 2.72 | Solar | Residential | 248 Marilyn Circle | Cary | NC | 27513 | Approved | NC NM-Net Metering for Renewable Energy Facilities | PEC Carolinas | 2014-03-20 | Connected | Photovoltaic |  | 2.72 | Northern | Single | 2013-11-25 |  | 2013-11-25 | Executed
DC | Pinellas | Christopher M Taylor | 120/240 | Distribution | Renesola | 1 | Solar | Residential | 2700 MIKOL TER S | St. Petersburg | FL | 33712 | Approved | NM-FL Net Metering | FL | 2014-10-16 | Connected | Photovoltaic |  | 0.85 | South Coastal | Single | 2014-10-14 |  | 2014-10-14 | Executed
DC |  | Christopher M. Weisbrod | 120/240 | Distribution | Eight 240 Watt Sharp Solar Panels | 1.92 | Solar | Residential | 548 Nunner Road | Maineville | OH | 45039 | Approved | Rider NM - Net Metering Rider - OH | OH/KY | 2011-10-05 | Connected | Photovoltaic |  | 1.72 | South | Single | 2011-09-28 |  | 2011-09-28 | Executed
DC | LAKE | Christopher Miller |  | Distribution |  | 6.13 | Solar | Residential | 176 BALMY COAST RD, SOLAR POWER | GROVELAND | FL | 34736 | Approved | NM-FL Net Metering | FL | 2014-01-08 | Connected | Photovoltaic |  | 5.206 | South Central |  | 2014-09-10 |  |  | Executed
DC |  | Christopher Nietch | 120/240 | Distribution | twelve Lumos LSX250 250-W solar modules | 3 | Solar | Residential | 511 Tusculum | Cincinnati | OH | 45226 | Approved | Rider NM - Net Metering Rider - OH | OH/KY | 2012-11-30 | Connected | Photovoltaic |  | 2.58 | North | Single | 2012-11-15 |  | 2012-11-15 | Executed
DC | Anson | Clark Mountain Solar LLC |  | Distribution | Qty 21,660 ET-P672305WW | 6606.3 | Solar | Non-Residential | Clark Mountain Rd | Lilesville | NC | 28091 | Pending |  | PEC Carolinas |  | Pending | Photovoltaic |  | 5000 | Unknown | 3-phase | 2014-10-26 |  | 2014-09-24 | Open
DC |  | Clark Solar Farm, LLC |  | Distribution |  |  | Solar | Non-Residential | Unknown | Clarkton | NC | 0 | Cancelled |  | PEC Carolinas |  | Cancelled | Photovoltaic |  | 4998 | Unknown |  | 2014-10-21 |  | 2014-03-20 | Cancelled
DC | Greenville | Susan E Subrizi | 120/240 | Distribution | Four 185 Watt Westinghouse Solar Panels | 0.74 | Solar | Residential | 19 Woodtrace Circle Unit #199 | Greenville | SC | 29615 | Approved | NM-SC Net Metering | Carolinas | 2012-02-24 | Connected | Photovoltaic |  | 0.76 | Southern | Single | 2012-02-20 |  | 2012-02-20 | Executed
DC | Carteret | Claude Andrews | 120/240 | Distribution | qty 12 Sunmodule 280W PV Modules | 3.36 | Solar | Residential | 147 Hoop Pole Creek Dr | Atlantic Beach | NC | 28512 | Pending | NC NM-Net Metering for Renewable Energy Facilities | PEC Carolinas |  | Pending | Photovoltaic |  |  | Eastern | Single | 2015-05-19 |  | 2015-05-19 | Open
DC | Orange | Christopher Saint-Amand |  | Distribution |  | 2.22 | Solar | Residential | 9756 TIVOLI VILLA DR | ORLANDO | FL | 32829 | Approved | NM-FL Net Metering | FL | 2012-11-15 | Connected | Photovoltaic |  | 1.887 | South Central |  | 2014-09-10 |  |  | Executed
DC |  | Christopher Wolford | 120/240 | Distribution | twelve 230-W solar modules | 2.76 | Solar | Residential | 399 Circlewood Ln. | Cincinnati | OH | 45215 | Approved | Rider NM - Net Metering Rider - OH | OH/KY | 2013-01-11 | Connected | Photovoltaic |  | 2.58 | Central | Single | 2012-10-22 |  | 2012-10-22 | Executed
DC | LAKE | Christopher Workman |  | Distribution |  | 7.92 | Solar | Residential | 336 SALT MARSH LN, SOLAR PWR | GROVELAND | FL | 34736 | Approved | NM-FL Net Metering | FL | 2013-07-03 | Connected | Photovoltaic |  | 6.732 | South Central |  | 2014-09-10 |  |  | Executed
DC | Highlands | Christy Swift |  | Distribution |  | 2.4 | Solar | Residential | 40 QUAIL ROOST RD, PERM | Lake Placid | FL | 33852 | Approved | NM-FL Net Metering | FL | 2012-05-04 | Connected | Photovoltaic |  | 2.04 | South Central |  | 2014-09-10 |  |  | Executed
DC | Polk | Ciana Clarke |  | Distribution |  | 7.5 | Solar | Residential | 1007 HIGHVIEW CT | LAKE WALES | FL | 33853 | Approved | NM-FL Net Metering | FL | 2013-03-19 | Connected | Photovoltaic |  | 6.375 | South Central |  | 2014-09-10 |  |  | Executed
DC | HAMILTON | CINCINNATI CITY OF WATER DEPT - NM | 480Y/277 | Distribution | one thousand two hundred seventy-four 220-W Sharp NU-220UC1 panels | 280.28 | Solar | Non-Residential | 4747 SPRING GROVE | CINCINNATI | OH | 45232 | Approved | Rider NM - Net Metering Rider - OH | OH/KY | 2010-08-05 | Connected | Photovoltaic |  | 302 | Central | 3-phase |  |  |  | Executed
DC | Hamilton | Cincinnati Park Board- NM | 208Y/120 | Distribution | 28 (195-W) Sanyo HP-195 & 72 (225-W) SunPower SPR-225E solar modules | 21.66 | Solar | Non-Residential | 99 Ted Berry Way MSC: Event Lawn | Cincinnati | OH | 45202 | Approved | Rider NM - Net Metering Rider - OH | OH/KY | 2012-05-31 | Connected | Photovoltaic |  | 19 | South | 3-phase | 2012-04-27 |  | 2012-04-27 | Executed
DC |  | Cincinnati Surplus Auction LLC |  | Distribution | QTY 176 Canadian 250 Solar Modules | 44 | Solar | Non-Residential | 818 Monmouth | Newport | KY | 41071 | Approved | Rider NM - Net Metering Rider - KY | OH/KY | 2014-01-15 | Connected | Photovoltaic |  | 36 | North | Single | 2013-12-17 |  | 2013-12-17 | Executed
DC | HAMILTON | CINCINNATI, CITY OF PARKS DEPARTMENT - 3215 READING - NM | 208Y/120 | Distribution | two hundred sixteen 235-W Sharp NU-235F1 solar modules | 50.76 | Solar | Non-Residential | 3215 READING RD | CINCINNATI | OH | 45229 | Approved | Rider NM - Net Metering Rider - OH | OH/KY | 2010-09-01 | Connected | Photovoltaic |  | 60 | Central | 3-phase |  |  |  | Executed
DC | CLAY | CLAY COMMUNITY SCHOOLS | 480Y/277 |  | eight 165-W Sharp solar panels | 1.32 | Solar | Non-Residential | 601 LANKFORD ST | CLAY CITY | IN | 47841 | Approved | Net Metering - Standard Contract Rider No. 57 | IN | 2004-11-15 | Connected | Photovoltaic |  | 1.32 | Soutwest | 3 phase |  |  |  | Executed
DC | Hamilton | Cincinnati, City of Safety Department Police District 3 | 208Y/120 | Distribution | Qty 1078 (305 Watt) Solar Panels | 328.79 | Solar | Non-Residential | 2300 Ferguson Rd | Cincinnati | OH | 45238 | Approved | Rider NM - Net Metering Rider - OH | OH/KY | 2015-06-16 | Connected | Photovoltaic |  | 270 | Central | 3-phase | 2014-09-11 |  | 2014-09-11 | Executed
DC | Nash | Clayton Solar, LLC |  | Distribution | Qty 22,344 JA Solar JAP6 72-310/3BB | 6926.64 | Solar | Non-Residential | 1387 old Bailey Hwy | Nashville | NC | 27856 | Pending |  | PEC Carolinas |  | Pending | Photovoltaic |  | 5000 | Unknown | 3-phase | 2015-01-26 |  | 2015-01-26 | Open
DC |  | Cindy Colon | 120/240 | Distribution | Qty 36 SW285W Solar Panels | 10.26 | Solar | Residential | 570 Hillman Ave | Maitland | FL | 32751 | Approved | NM-FL Net Metering | FL | 2015-05-19 | Connected | Photovoltaic |  | 8.721 | North Central | Single | 2015-05-13 |  | 2015-05-13 | Executed
DC | Rutherford | Clear Solar I, LLC |  | Distribution | Qty 22800 Yingli YL 300W Solar Panels | 6840 | Solar | Non-Residential | 611 Pine St. Ext. | Forest City | NC | 28043 | Pending | PP-N NC - Non-Hydroelectric Qualifying Facilities | Carolinas |  | Pending | Photovoltaic |  | 5000 | Northern | 3-phase | 2015-03-16 |  | 2015-03-16 | Open
DC | Buncombe | Cindy Esselstyn | 120/240 | Distribution | Qty 9 Sunpower E20-327 Modules | 2.9 | Solar | Residential | 49 North St | Asheville | NC | 28801 | Approved | NC NM-Net Metering for Renewable Energy Facilities | PEC Carolinas | 2014-05-01 | Connected | Photovoltaic |  | 2.9 | Western | Single | 2014-02-27 |  | 2014-02-27 | Executed
DC | Franklin | Cirrus Solar, LLC |  | Distribution |  |  | Solar | Non-Residential | Unknown | Bunn | NC | 27508 | Approved | NC CSP29-Cogeneration and Small Power Producer-Sell All | PEC Carolinas | 2014-12-17 | Connected | Photovoltaic |  | 5000 | Northern |  | 2014-10-21 |  | 2013-12-06 | Executed
DC | Orange | Susan E Benson | 120/240 | Distribution | qty 32 Renesola Virtus II 255 w PV modules | 8.16 | Solar | Residential | 110 Wind Chime Way | Hillsborough | NC | 27278 | Approved | NM-NC Net Metering | Carolinas | 2015-05-06 | Connected | Photovoltaic |  | 7.6 | Northern | Single | 2015-03-03 | 2015-04-21 | 2015-03-03 | Executed
DC | Pickens | Clemson University | 120/240 | Distribution | Qty 29 (285 Watt) SolarWorld SW 285 Solar Panels | 8.27 | Solar | Residential | 150 Discovery Ln | Clemson | SC | 29634 | Pending | NM-SC Net Metering | Carolinas |  | Pending | Photovoltaic |  | 6.96 | Southern | Single | 2015-05-27 |  | 2015-05-27 | Open
DC | Wake | Citadel Automotive Group Inc dba Autobody 911 |  | Distribution |  |  | Solar | Non-Residential | Unknown | Raleigh | NC | 27603 | Approved | NC NM-Net Metering for Renewable Energy Facilities | PEC Carolinas | 2014-05-15 | Connected | Photovoltaic |  | 12.1 | Unknown |  | 2014-10-21 |  | 2014-03-19 | Executed
DC | CITRUS | Citrus Co Bd Pub Inst (Citrus High) - 2Nd Installation |  | Distribution |  | 9.72 | Solar | Non-Residential | 600 W HIGHLAND BLVD *BLDG FOOD-SVC, CHS | INVERNESS | FL | 34452 | Approved | NM-FL Net Metering | FL | 2013-12-11 | Connected | Photovoltaic |  | 8.262 | North Coastal |  | 2014-09-10 |  |  | Executed
DC | CITRUS | Citrus Co Bd Pub Inst (Citrus Springs Middle) - 1St Installation |  | Distribution |  | 9.72 | Solar | Non-Residential | 150 W CITRUS SPRINGS BLVD, AUD CSMS | CITRUS SPRINGS | FL | 34434 | Approved | NM-FL Net Metering | FL | 2013-12-11 | Connected | Photovoltaic |  | 8.262 | North Coastal |  | 2014-09-10 |  |  | Executed
DC | CITRUS | Citrus Co Bd Pub Inst (Withiacoochee Tech) |  | Distribution |  | 10 | Solar | Non-Residential | 1201 W MAIN ST, WTI AND ADULT EDU | INVERNESS | FL | 34450 | Approved | NM-FL Net Metering | FL | 2014-04-14 | Connected | Photovoltaic |  | 8.5 | North Coastal |  | 2014-09-10 |  |  | Executed
DC | Burke | Cline Solar, LLC | 12,470Y/7,200 | Distribution | Qty 22,880 Canadian Solar CS6X 300P Solar Panels | 6864 | Solar | Non-Residential | Cline Park Rd | Hildebran | NC | 28637 | Pending | PP-N NC - Non-Hydroelectric Qualifying Facilities | Carolinas |  | Pending IA | Photovoltaic |  | 4800 | Central | 3-phase | 2014-07-28 |  | 2014-07-28 | Open
DC | Sampson | Clinton Solar LLC |  | Distribution | Qty 8,620 Canadian Solar CS6X-290W | 2499.8 | Solar | Non-Residential | Rowan Road | Clinton | NC | 28328 | Pending | NC CSP29-Cogeneration and Small Power Producer-Sell All | PEC Carolinas |  | Pending | Photovoltaic |  | 2000 | Unknown | 3-phase | 2015-01-29 |  | 2015-01-29 | Open
DC | Mecklenburg | Clintona Gaddy | 120/240 | Distribution | Qty 8 Renesola 215W Solar Panels | 2 | Solar | Residential | 1041 Owen Blvd | Charlotte | NC | 28213 | Pending | NM-NC Net Metering | Carolinas |  | Pending | Photovoltaic |  | 1.72 | Central | Single | 2015-06-02 |  | 2015-06-02 | Open
DC | Sampson | Clipperton Holding, LLC |  | Distribution |  |  | Solar | Non-Residential | Unknown | Clinton | NC | 28328 | Approved |  | PEC Carolinas |  | Pending | Photovoltaic |  | 4950 | Unknown |  | 2014-10-21 |  | 2014-05-30 | Open
DC | Polk | Citrus World Inc, Dba Florida'S Natural Grower |  | Distribution |  | 20 | Solar | Non-Residential | 21000 N US Hwy 27 | Lake Wales | FL | 33853 | Approved | NM-FL Net Metering | FL | 2008-03-15 | Connected | Photovoltaic |  | 17 | South Central |  | 2014-09-10 |  |  | Executed
DC | Monroe | City Of Bloomington Parks & Recreation B Line Trail | 120/240 | Distribution | three 240-W Mage solar panels and three 175-W Solar World modules | 1.25 | Solar | Non-Residential | 245 Grimes LN W | Bloomington | IN | 47403 | Approved | Net Metering - Standard Contract Rider No. 57 | IN | 2013-02-13 | Connected | Photovoltaic |  | 1.245 | Southern | Single | 2012-12-13 |  | 2012-12-13 | Executed
DC | Davie | Cooleemee Farm, LLC | 44 KV | Transmission | 150,000 Astronergy 280wp | 42000 | Solar | Non-Residential | 157 Docks Way | Mocksville | NC | 27028 | Cancelled | Negotiated (NC) | Carolinas |  | Cancelled | Photovoltaic |  | 30000 | Northern | 3-phase | 2012-10-15 |  | 2012-10-15 | Cancelled
DC |  | Coastal Beverage Company Inc |  |  | 200 Lightway LW 6P60b 250W Solar Panels | 50 | Solar | Non-Residential | 301 Harley Rd. | Wilmington | NC | 28405 | Pending | NM-NC Net Metering | PEC Carolinas |  | Pending | Photovoltaic |  | 40 | Eastern |  | 2015-06-15 |  | 2015-06-15 | Open
DC |  | Coastal Beverage Company Inc |  |  | 200 Lightway LW 6P60b 250W Solar Panels | 50 | Solar | Non-Residential | 301 Harley Rd. | Wilmington | NC | 28405 | Pending | NM-NC Net Metering | PEC Carolinas |  | Pending | Photovoltaic |  | 40 | Eastern |  | 2015-06-15 |  | 2015-06-15 | Open
DC |  | Coastal Beverage Company Inc | 120/240 |  | 80 Lightway P1650x990 250W Solar Panels | 20 | Solar | Non-Residential | 301 Harley Rd. | Wilmington | NC | 28405 | Pending | NM-NC Net Metering | PEC Carolinas |  | Pending | Photovoltaic |  | 15 | Eastern |  | 2015-06-03 |  | 2015-06-03 | Open
AC | Duplin | Coastal Carolina Clean Power |  | Transmission |  | 25000 | Biomass | Non-Residential | 1838 N NC 11 903 Hwy. | Kenansville | NC | 28349 | Approved | Negotiated (NC) | PEC Carolinas | 2008-10-22 | Connected | Other | Cogentrix Kenansville Cogen: fka United Cogen | 25000 | Unknown |  | 2014-10-21 |  |  | Executed
DC | Harnett | Coats Solar |  | Distribution |  |  | Solar | Non-Residential | Unknown | Coats | NC | 27521 | Approved |  | PEC Carolinas |  | Pending | Photovoltaic |  | 4998 | Unknown |  | 2014-10-21 |  | 2014-08-12 | Open
DC | Chatham | Susan Delaney | 120/240 | Distribution | 2 Strings of 10 (20 total) SunEdison PVM-270KMC 270W Panels | 5.4 | Solar | Residential | 1045 Clearwater Lake Rd | Chapel Hill | NC | 27517 | Approved | NM-NC Net Metering | Carolinas | 2014-11-26 | Connected | Photovoltaic |  | 4.3 | Northern | Single | 2014-11-10 | 2014-11-26 | 2014-11-10 | Executed
DC | Montgomery | Coggins Solar LLC |  | Distribution | ET-P672305WW | 5000 | Solar | Non-Residential | 358 Coggins Rd | Biscoe | NC | 27209 | On Hold |  | PEC Carolinas |  | Pending | Photovoltaic |  | 5000 | Unknown | 3-phase | 2014-10-26 |  | 2014-09-24 | Open
DC | Chatham | Coiled Spring Arbor, Inc. | 120/240 |  |  | 4.5 | Solar | Residential | 280 Country Lane | Pittsboro | NC | 27312 | Approved | NC CSP-Cogeneration and Small Power Producer-Sell All | PEC Carolinas | 2007-12-10 | Connected | Photovoltaic |  | 3.6 | Northern | Single | 2012-10-18 |  |  | Executed
DC | Cabarrus | Coleen Richardson and John Powell | 120/240 | Distribution | Qty 6 230W Trina Solar Panels | 1.38 | Solar | Residential | 852 Turning Point Ln | Concord | NC | 28027 | Pending | NM-NC Net Metering | Carolinas |  | Pending | Photovoltaic |  | 1.792 | Central | Single | 2014-08-08 |  | 2014-08-08 | Open
DC | Macon | Susan Bishop McCracken | 120/240 | Distribution |  | 6.24 | Solar | Residential | 752 Snowcrest Rd | Franklin | NC | 28734 | Approved | PP-N NC - Non-Hydroelectric Qualifying Facilities | Carolinas | 2010-09-01 | Connected | Photovoltaic | McCracken PV Installation | 6 | Southern | Single | 2011-04-07 |  | 2010-03-09 | Executed
DC | Rutherford | Colin Solar, LLC |  | Distribution | Qty 17424 (285 Watt) Trina TSM-285 PA14 | 4965.84 | Solar | Non-Residential | 518 Rambling Rd | Forest City | NC | 28043 | Pending | PP-N NC - Non-Hydroelectric Qualifying Facilities | Carolinas |  | Cancelled | Photovoltaic |  | 4000 | Southern | 3-phase | 2013-02-05 |  | 2013-02-05 | Cancelled
DC | Hamilton | City of Cincinnati Recreation Department College Hill Rec Center | 480Y/277 | Distribution | 672 (230 Watt) Canadian Solar Panels | 154.56 | Solar | Non-Residential | 5545 Belmont | Cincinnati | OH | 45224 | Approved | Rider NM - Net Metering Rider - OH | OH/KY | 2012-08-14 | Connected | Photovoltaic |  | 150 | South | 3-phase | 2012-03-15 |  | 2012-03-15 | Executed
DC |  | Colson Solar, LLC - Sunlight |  | Distribution |  |  | Solar | Non-Residential | Unknown | Smithfield | NC | 0 | Cancelled |  | PEC Carolinas |  | Cancelled | Photovoltaic |  | 5000 | Unknown |  | 2014-10-21 |  | 2013-05-10 | Cancelled
DC | Hamilton | City of Cincinnati Water Department |  | Distribution | 198 Sharp 240W Panels | 47.52 | Solar | Non-Residential | 5671 Kellog Ave | Cincinnati | OH | 45228 | Approved | Rider NM - Net Metering Rider - OH | OH/KY | 2013-06-05 | Connected | Photovoltaic |  | 47 | East | 3-phase | 2013-05-31 |  | 2013-05-31 | Executed
DC | Johnston | Columbo Farm, LLC - Cancelled |  | Distribution |  |  | Solar | Non-Residential | Unknown | Smithfield | NC | 27577 | Cancelled |  | PEC Carolinas |  | Cancelled | Photovoltaic |  | 5000 | Unknown |  | 2014-10-21 |  | 2014-06-27 | Cancelled
DC |  | Columbus Solar Farm |  | Distribution |  |  | Solar | Non-Residential | 227 South Side Drive, Suite B | Charlotte | NC | 28217 | Cancelled |  | PEC Carolinas |  | Cancelled | Photovoltaic |  | 3000 | Unknown |  | 2014-10-21 |  | 2012-09-13 | Cancelled
DC | HANCOCK | COMM SCH CORP SOUTHERN HANCOCK | 480Y/277 |  | twelve 100-W solar panels | 1.2 | Solar | Non-Residential | 2279 CR 600 W S | NEW PALESTINE | IN | 46163 | Approved | Net Metering - Standard Contract Rider No. 57 | IN | 2006-11-30 | Connected | Photovoltaic |  | 1 | North | 3 phase |  |  |  | Executed
DC |  | Commercial Solar Applications, LLC |  | Distribution |  |  | Solar | Non-Residential | Unknown | Raleigh | NC | 0 | Cancelled |  | PEC Carolinas |  | Cancelled | Photovoltaic |  | 500 | Unknown |  | 2014-10-21 |  | 2012-01-13 | Cancelled
DC |  | City of Cincinnati- Beekman Garage | 480Y/277 | Distribution | 238 230-W, 154 235-W and 494 240-W solar panels | 209.49 | Solar | Non-Residential | 2400 Beekman | Cincinnati | OH | 45214 | Approved | Rider NM - Net Metering Rider - OH | OH/KY | 2012-11-02 | Connected | Photovoltaic |  | 175 | North | 3-phase | 2012-06-18 |  | 2012-06-18 | Executed
DC | Mecklenburg | Commonwealth Animal Hospital |  | Distribution | Qty 50 250W Canadian Solar Diamond CS6K-250 Solar Panels | 12.5 | Solar | Non-Residential | 1909 Commonwealth Ave | Charlotte | NC | 28205 | Pending | NM-NC Net Metering | Carolinas |  | Pending | Photovoltaic |  | 10.75 | Central | 3-phase | 2015-04-06 |  | 2015-04-06 | Open
DC | Transylvania | Susan and John Fisher | 120/240 | Distribution | 24 (250 Watt) Mage Powertec Plus | 6 | Solar | Residential | 3401 Reserve RD Lot #R3 | Pisgah Forest | NC | 28768 | Approved | NM-NC Net Metering | Carolinas | 2012-07-06 | Connected | Photovoltaic |  | 6 | Southern | Single | 2012-05-29 |  | 2012-05-29 | Executed
DC | Lake | City Of Coleman |  | Distribution |  | 55 | Solar | Non-Residential | 1848 ANDERSON RD, WATER PLANT/NEW | COLEMAN | FL | 33521 | Approved | NM-FL Net Metering | FL | 2014-04-25 | Connected | Photovoltaic |  | 46.75 | North Coastal |  | 2014-09-10 |  |  | Executed
DC | Lake | City Of Eustis |  | Distribution |  | 2.35 | Solar | Non-Residential | 201 N EUSTIS ST, FOUNTAIN | EUSTIS | FL | 32726 | Approved | NM-FL Net Metering | FL | 2010-06-02 | Connected | Photovoltaic |  | 1.998 | North Central |  | 2014-09-10 |  |  | Executed
AC | Cabarrus County | Concord Energy 2 LLC | 12,470Y/7,200 | Distribution | Two Caterpillar G3520 Version SR4B (1600kW each) | 3200 | Landfill Gas | Non-Residential | 5101 Morehead Road | Concord | NC | 28027 | Cancelled | Negotiated (NC) | Carolinas |  | Cancelled | Reciprocating Engine |  | 3200 | Central | 3-phase | 2012-04-18 |  | 2012-04-18 | Cancelled
DC | Davidson | SunE DEC1 LLC | 480Y/277 | Transmission |  | 20000 | Solar | Non-Residential | 550 New Jersey Church Rd | Lexington | NC | 27292 | Approved | Negotiated (NC) | Carolinas | 2009-12-01 | Connected | Photovoltaic | Davidson County Solar Farm | 15500 | Central | 3-phase |  |  |  | Executed
DC | Pinellas | City Of Largo |  | Distribution |  | 72 | Solar | Non-Residential | 400 ALTERNATE KEENE RD | Largo | FL | 33771 | Approved | NM-FL Net Metering | FL | 2010-11-19 | Connected | Photovoltaic |  | 61.2 | South Coastal |  | 2014-09-10 |  |  | Executed
DC | Guilford | Congolina, LLC |  | Distribution | Qty 4004 (250 Watt) Trina TSM-250PC/PA05 | 1001 | Solar | Non-Residential | 5911 Bush Road | Brown Summit | NC | 27214 | Cancelled | PP-N NC - Non-Hydroelectric Qualifying Facilities | Carolinas |  | Cancelled | Photovoltaic |  | 1000 | Northern | 3-phase | 2013-01-21 |  | 2013-01-21 | Cancelled
DC | HAMILTON | CONNER PRAIRIE MUSEUM INC | 480Y/277 |  | twenty-four 136-W Uni-Solar PVL-136 solar panels | 3.26 | Solar | Non-Residential | 13400 ALLISONVILLE RD | FISHERS | IN | 46038 | Approved | Net Metering - Standard Contract Rider No. 57 | IN | 2009-06-09 | Connected | Photovoltaic |  | 3 | North | 3 phase |  |  |  | Executed
AC | HAMILTON | CONNER PRAIRIE MUSEUM INC | 208Y/120 |  | Skystream 3.7 wind turbine | 2.4 | Wind | Non-Residential | 13400 ALLISONVILLE RD | FISHERS | IN | 46038 | Approved | Net Metering - Standard Contract Rider No. 57 | IN | 2009-06-09 | Connected | Turbine |  | 2.4 | North | 3 phase |  |  |  | Executed
DC | JEFFERSON | CONNIE MACRANDER | 120/240 |  | eight 175-W solar panels | 1.4 | Solar | Residential | 10605 STATE ROAD 56 W | LEXINGTON | IN | 47138 | Approved | Net Metering - Standard Contract Rider No. 57 | IN | 2011-05-17 | Connected | Photovoltaic |  | 1.4 | Southeast | Single |  |  |  | Executed
DC | Mecklenburg | Connie P Giordano | 120/240 | Distribution |  | 1 | Solar | Residential | 11531 Delores Ferguson Ln | Charlotte | NC | 28277 | Cancelled | NM-NC Net Metering | Carolinas |  | Cancelled | Photovoltaic |  | 0.86 | Central | Single | 2014-09-19 |  | 2014-09-19 | Cancelled
DC | Wake | City Of Raleigh |  | Distribution |  | 49 | Solar | Non-Residential | 630 Beacon Lake Drive | Raleigh | NC | 27610 | Approved | NC NM-Net Metering for Renewable Energy Facilities | PEC Carolinas | 2011-12-13 | Connected | Photovoltaic |  | 39 | Unknown |  | 2014-10-21 |  | 2011-10-04 | Executed
DC | Wake | City Of Raleigh |  | Distribution |  | 24 | Solar | Non-Residential | 630 Beacon Lake Drive | Raleigh | NC | 27610 | Approved | NC NM-Net Metering for Renewable Energy Facilities | PEC Carolinas | 2011-12-13 | Connected | Photovoltaic |  | 19 | Unknown |  | 2014-10-21 |  | 2011-10-04 | Executed
DC | Wake | City of Raleigh Parks & Recreation |  | Distribution |  | 30 | Solar | Non-Residential | 2631 Brentwood Rd | Raleigh | NC | 27604 | Approved | Negotiated (NC) | PEC Carolinas | 2010-12-13 | Connected | Photovoltaic | Parks and Recreation | 23 | Unknown |  | 2014-10-21 |  | 2010-07-28 | Executed
DC | Pinellas | City Of Seminole - 1St Installation |  | Distribution |  | 11.7 | Solar | Non-Residential | 11195 70TH AVE, NEW BUILDING | Seminole | FL | 33772 | Approved | NM-FL Net Metering | FL | 2010-06-01 | Connected | Photovoltaic |  | 9.945 | South Coastal |  | 2014-09-10 |  |  | Executed
DC | Pinellas | City Of Seminole - 2Nd Installation |  | Distribution |  | 39 | Solar | Non-Residential | 11150 70TH AVE *BLDG PUBLICWKS | Seminole | FL | 33772 | Approved | NM-FL Net Metering | FL | 2010-06-16 | Connected | Photovoltaic |  | 33.15 | South Coastal |  | 2014-09-10 |  |  | Executed
DC | Pinellas | City of Seminole | 208Y/120 | Distribution | Sunmodule SW 270 | 13 | Solar | Non-Residential | 7464 Ridge Road *Unit ,A, Community Bldg | Seminole | FL | 33772 | Approved | NM-FL Net Metering | FL | 2015-02-19 | Connected | Photovoltaic |  | 11.05 | South Coastal | Single | 2014-10-08 |  | 2014-10-08 | Executed
DC | Pinellas | City Of South Pasadena - 1St Installation |  | Distribution |  | 0.86 | Solar | Non-Residential | 0 PASADENA SHORES DR S, IRRIGATION @ COREY | SOUTH PASADENA | FL | 33707 | Approved | NM-FL Net Metering | FL | 2012-05-21 | Connected | Photovoltaic |  | 0.731 | South Coastal |  | 2014-09-10 |  |  | Executed
DC | Dillon | Convoy Solutions LLC | 120/240 | Distribution | QTY 18 Canadian Solar CS6X - 310 Panels | 5.58 | Solar | Non-Residential | 111 Mill Branch Rd | Latta | SC | 29565 | Pending | SC NM-Net Metering for Renewable Energy Facilities | PEC Carolinas |  | Pending | Photovoltaic |  | 5.58 | Southern | Single | 2014-11-11 |  | 2014-11-11 | Open
DC | Iredell | Cook 21 Farm, LLC | 12,470Y/7,200 | Distribution | QTY 21600 Canadian Soalr 300W Modules | 4950 | Solar | Non-Residential | 100 Chief Thomas Rd | Harmony | NC | 28634 | Cancelled | PP-N NC - Non-Hydroelectric Qualifying Facilities | Carolinas |  | Cancelled | Photovoltaic |  | 4998 | Northern | 3-phase | 2013-09-11 |  | 2013-09-11 | Cancelled
DC | Catawba | Fresh Air Energy II, LLC- Oxford PV1 | 12,470Y/7,200 | Transmission | QTY: 139,740 Rensola JC300M | 41920 | Solar | Non-Residential | 3264 Oxford School Rd | Catawba | NC | 28609 | Pending | Negotiated (NC) | Carolinas |  | Pending | Photovoltaic |  | 32000 | Central | 3-phase | 2014-02-27 |  | 2014-02-27 | Open
DC | Anson County | Othell Johnson II | 480Y/277 | Transmission | Qty 130,000 (315 Watt) Kyocera KD315GX-LPB | 40950 | Solar | Non-Residential | 0 Mineral Springs Church Rd | Peachland | NC | 28133 | Cancelled | PP-N NC - Non-Hydroelectric Qualifying Facilities | Carolinas |  | Cancelled | Photovoltaic |  | 40000 | Central | 3-phase | 2012-12-04 |  | 2012-12-04 | Cancelled
DC | Pinellas | City Of South Pasadena - 2Nd Installation |  | Distribution |  | 2.36 | Solar | Non-Residential | 1450 ISLAND DR S | ST PETERSBURG | FL | 33707 | Approved | NM-FL Net Metering | FL | 2012-05-21 | Connected | Photovoltaic |  | 2.006 | South Coastal |  | 2014-09-10 |  |  | Executed
DC | Cleveland | Corbin Solar, LLC |  | Distribution | Qty 21780 (285 Watt) Trina TSM-285 PA14 | 6207 | Solar | Non-Residential | 406 Trinity Church Rd | Mooresboro | NC | 28114 | Cancelled | PP-N NC - Non-Hydroelectric Qualifying Facilities | Carolinas |  | Cancelled | Photovoltaic |  | 5000 | Central | 3-phase | 2012-10-08 |  | 2012-10-08 | Cancelled
DC | Pinellas | City Of South Pasadena - 3Rd Installation |  | Distribution |  | 1.29 | Solar | Non-Residential | 6927 SHORE DR S *LIFT | SOUTH PASADENA | FL | 33707 | Approved | NM-FL Net Metering | FL | 2012-05-21 | Connected | Photovoltaic |  | 1.097 | South Coastal |  | 2014-09-10 |  |  | Executed
DC | Pinellas | City Of South Pasadena - 4Th Installation |  | Distribution |  | 2.54 | Solar | Non-Residential | 911 OLEANDER WAY S | ST PETERSBURG | FL | 33707 | Approved | NM-FL Net Metering | FL | 2012-05-21 | Connected | Photovoltaic |  | 2.159 | South Coastal |  | 2014-09-10 |  |  | Executed
DC | Pinellas | City Of St Pete Beach |  | Distribution |  | 1.14 | Solar | Non-Residential | 7601 BOCA CIEGA DR, GYM-POOL | ST PETE BEACH | FL | 33706 | Approved | NM-FL Net Metering | FL | 2011-09-29 | Connected | Photovoltaic |  | 0.969 | South Coastal |  | 2014-09-10 |  |  | Executed
DC | Pinellas | City Of St Petersburg - 18Th Installation |  | Distribution |  | 1.2 | Solar | Non-Residential | 540 4TH AVENUE N, BLDG 4A MAINT SHED | ST. PETERSBURG | FL | 33701 | Approved | NM-FL Net Metering | FL | 2013-04-19 | Connected | Photovoltaic |  | 1.02 | South Coastal |  | 2014-09-10 |  |  | Executed
DC | Pinellas | City Of St Petersburg |  | Distribution |  | 6.9 | Solar | Non-Residential | 901 NORTHSHORE DR NE, 19/NORTHSHORE POOL | ST. PETERSBURG | FL | 33701 | Approved | NM-FL Net Metering | FL | 2014-06-17 | Connected | Photovoltaic |  | 5.865 | South Coastal |  | 2014-09-10 |  |  | Executed
DC | Granville | Cornwall Solar Center, LLC |  | Distribution |  |  | Solar | Non-Residential | Unknown | Oxford | NC | 27565 | Approved | NC CSP27-Cogeneration and Small Power Producer-Sell All | PEC Carolinas |  | Under Construction | Photovoltaic |  | 5000 | Unknown |  | 2014-10-21 |  | 2013-01-23 | Open
DC | Stanly | Corriher Farm, LLC | 12,470Y/7,200 | Distribution | QTY: 21,660 Canadian Solar 300P | 6498 | Solar | Non-Residential | 6562 Griffin Hill Dr. | Locust | NC | 28097 | Cancelled | PP-N NC - Non-Hydroelectric Qualifying Facilities | Carolinas |  | Cancelled | Photovoltaic |  | 4950 | Central | 3-phase | 2013-11-26 |  | 2013-11-26 | Cancelled
DC | Pinellas | City Of St Petersburg Azalea Park Mtce Bldg - 15Th Installation |  | Distribution |  | 1.2 | Solar | Non-Residential | 7202 22ND AVE N | ST PETERSBURG | FL | 33704 | Approved | NM-FL Net Metering | FL | 2012-10-18 | Connected | Photovoltaic |  | 1.02 | South Coastal |  | 2014-09-10 |  |  | Executed
DC | HARRISON | CORYDON GLASS AND MIRROR | 120/240 |  | eighteen 175-W Andalay ST175 solar panels | 3.15 | Solar | Non-Residential | 3195 BRADFORD RD NE W | PALMYRA | IN | 47164 | Approved | Net Metering - Standard Contract Rider No. 57 | IN | 2010-04-07 | Connected | Photovoltaic |  | 3.15 | Southeast | Single |  |  |  | Executed
DC | Williamsburg | Cosmos Solar LLC |  | Distribution | Qty 20,900 Canadian Solar CS6XP-310P | 6479 | Solar | Non-Residential | 1 Cotton Lane | Kingstree | SC | 29556 | Pending |  | PEC Carolinas |  | Pending | Photovoltaic |  | 5001 | Unknown | 3-phase | 2015-02-06 |  | 2015-02-06 | Open
DC | Lee | Cotten Farm, LLC |  | Distribution | Qty 22496 (300 Watt) BYD 300P6C-36 Solar Panels | 6748.8 | Solar | Non-Residential | 1141 Cotten Rd | Sanford | NC | 27330 | Pending | NC CSP29-Cogeneration and Small Power Producer-Sell All | PEC Carolinas |  | Pending | Photovoltaic |  | 4800 | Southern | 3-phase | 2015-01-06 |  | 2015-01-06 | Open
DC | Dillon | Cotton Solar LLC |  | Distribution | Qty 76,640 REC REC310PE72 | 23758.4 | Solar | Non-Residential | Wix Road | Dillon | SC | 29536 | Pending |  | PEC Carolinas |  | Pending | Photovoltaic |  | 16000 | Unknown | 3-phase | 2015-01-19 |  | 2015-01-19 | Open
DC | Cleveland | Cougar Solar, LLC |  | Distribution | Qty 21780 (285 Watt) Trina TSM-285 PA14 | 6207.3 | Solar | Non-Residential | 1660 Lithia Springs Rd | Shelby | NC | 28150 | Cancelled | PP-N NC - Non-Hydroelectric Qualifying Facilities | Carolinas |  | Cancelled | Photovoltaic |  | 5000 | Central | 3-phase | 2013-02-05 |  | 2013-02-05 | Cancelled
DC | Warren | Country Oak Solar Farm LLC |  | Distribution | Qty 9180 305 W Virtus II Solar Panels | 2799.9 | Solar | Non-Residential | 424 Airport Rd | Warrenton | NC | 27589 | Pending |  | PEC Carolinas |  | Pending | Photovoltaic |  | 2000 | Unknown | 3-phase | 2015-02-25 |  | 2015-02-25 | Open
DC | Guilford | County Farm Solar LLC |  | Distribution | Qty 10,944 300W & 10,830 305W Trina Solar TSM-PD-14 | 6586.35 | Solar | Non-Residential | 5613 NC HWY 61 North | Rock Creek | NC | 27249 | Pending |  | Carolinas |  | Pending | Photovoltaic |  | 4800 | Northern | 3-phase | 2015-02-02 |  | 2015-02-02 | Open
DC | Mecklenburg | Sun Light 1 LLC | 480Y/277 | Distribution | 540 250 WSunmodule Solar Modules | 135 | Solar | Non-Residential | 1133 N Wendover Rd | Charlotte | NC | 28211 | Approved | PP-N NC - Non-Hydroelectric Qualifying Facilities | Carolinas | 2013-12-30 | Connected | Photovoltaic |  | 115 | Central | 3-phase | 2013-11-14 | 2013-12-26 | 2013-11-14 | Executed
DC | Richmond | County Home Solar LLC |  | Distribution | Qty 21,280 Trina TSM-305PD14 Modules | 6490.4 | Solar | Non-Residential | County Home Road | Rockingham | NC | 28379 | Pending |  | PEC Carolinas |  | Pending | Photovoltaic |  | 4500 | Unknown | 3-phase | 2014-12-30 |  | 2014-12-30 | Open
DC | Pinellas | City Of St Petersburg Azalea Park Recreation Ctr - 6Th Installation |  | Distribution |  | 7.1 | Solar | Non-Residential | 1600 72ND ST N, 19 / AZALEA CENTER | ST PETERSBURG | FL | 33710 | Approved | NM-FL Net Metering | FL | 2012-10-18 | Connected | Photovoltaic |  | 6.035 | South Coastal |  | 2014-09-10 |  |  | Executed
DC | Pinellas | City Of St Petersburg Campbell Park Recreation Center - 14Th Installation |  | Distribution |  | 32.3 | Solar | Non-Residential | 601 14TH ST S, 52/ CAMPBELL CENTER | ST PETERSBURG | FL | 33705 | Approved | NM-FL Net Metering | FL | 2012-10-18 | Connected | Photovoltaic |  | 27.455 | South Coastal |  | 2014-09-10 |  |  | Executed
DC |  | Cowboy Solar, LLC |  | Distribution |  |  | Solar | Non-Residential | Unknown | Castle Hayne | NC | 0 | Cancelled |  | PEC Carolinas |  | Cancelled | Photovoltaic |  | 3000 | Unknown |  | 2014-10-21 |  | 2013-04-12 | Cancelled
DC | Pinellas | City Of St Petersburg Coquina Key Restroom Bldg - 9Th Installation |  | Distribution |  | 0.24 | Solar | Non-Residential | 3595 LOCUST ST SE, RESTROOM | ST PETERSBURG | FL | 33705 | Approved | NM-FL Net Metering | FL | 2012-10-18 | Connected | Photovoltaic |  | 0.204 | South Coastal |  | 2014-09-10 |  |  | Executed
DC | Pinellas | City Of St Petersburg Crescent Lake Park Mtce Bldg - 5Th Installation |  | Distribution |  | 1.2 | Solar | Non-Residential | 1420 5TH ST N, 51 | ST PETERSBURG | FL | 33701 | Approved | NM-FL Net Metering | FL | 2012-10-18 | Connected | Photovoltaic |  | 1.02 | South Coastal |  | 2014-09-10 |  |  | Executed
DC | Pinellas | City Of St Petersburg Crisp Park Restroom Bldg - 10Th Installation |  | Distribution |  | 0.48 | Solar | Non-Residential | 3633 POPLAR ST NE, REST/PUMP | ST PETERSBURG | FL | 33704 | Approved | NM-FL Net Metering | FL | 2012-10-18 | Connected | Photovoltaic |  | 0.408 | South Coastal |  | 2014-09-10 |  |  | Executed
DC | Pinellas | City Of St Petersburg Dell Homes Park Restroom Bldg - 7Th Installation |  | Distribution |  | 2.88 | Solar | Non-Residential | 2741 20TH ST S, 400 AMP | ST PETERSBURG | FL | 33712 | Approved | NM-FL Net Metering | FL | 2012-10-18 | Connected | Photovoltaic |  | 2.448 | South Coastal |  | 2014-09-10 |  |  | Executed
DC | Pinellas | City Of St Petersburg Demens Landing Park Restroom Bldg - 12Th Installation |  | Distribution |  | 2.88 | Solar | Non-Residential | 500 1ST AVE SE, 69 | ST PETERSBURG | FL | 33701 | Approved | NM-FL Net Metering | FL | 2012-10-18 | Connected | Photovoltaic |  | 2.448 | South Coastal |  | 2014-09-10 |  |  | Executed
DC | Buncombe | Craig Root |  |  |  | 3.6 | Solar | Residential | 145 Miller Road | Fairview | NC | 28730 | Approved | NC NM-Net Metering for Renewable Energy Facilities | PEC Carolinas | 2010-08-26 | Connected | Photovoltaic |  | 2.88 | Northern |  | 2012-10-18 |  |  | Executed
DC | Pinellas | City Of St Petersburg Demens Landing Park Mtce Bldg - 8Th Installation |  | Distribution |  | 2.79 | Solar | Non-Residential | 324 1ST AVE SE | ST PETERSBURG | FL | 33701 | Approved | NM-FL Net Metering | FL | 2012-10-18 | Connected | Photovoltaic |  | 2.372 | South Coastal |  | 2014-09-10 |  |  | Executed
DC | Pinellas | City Of St Petersburg Gladden Park Recreation Ctr - 11Th Installation |  | Distribution |  | 20.7 | Solar | Non-Residential | 3901 30TH AVE N *REC, GLADDEN PARK | ST PETERSBURG | FL | 33713 | Approved | NM-FL Net Metering | FL | 2012-10-18 | Connected | Photovoltaic |  | 17.595 | South Coastal |  | 2014-09-10 |  |  | Executed
DC | Pinellas | City Of St Petersburg Jw Cate Park Recreation Ctr - 13Th Installation |  | Distribution |  | 16.8 | Solar | Non-Residential | 5801 22ND AVE N, J W CATES CENTER | ST PETERSBURG | FL | 33710 | Approved | NM-FL Net Metering | FL | 2012-10-18 | Connected | Photovoltaic |  | 14.28 | South Coastal |  | 2014-09-10 |  |  | Executed
DC | Pinellas | City Of St Petersburg Lake Vista Park Mtce Bldg - 4Th Installation |  | Distribution |  | 1.44 | Solar | Non-Residential | 1401 62ND AVE S, 38 | ST PETERSBURG | FL | 33705 | Approved | NM-FL Net Metering | FL | 2012-10-18 | Connected | Photovoltaic |  | 1.224 | South Coastal |  | 2014-09-10 |  |  | Executed
AC | Craven | Craven County Wood Energy, LP |  | Transmission |  | 48000 | Biomass | Non-Residential | Craven County Ind. Park | New Bern | NC | 28560 | Approved | Negotiated (NC) | PEC Carolinas | 2011-01-01 | Connected | Other | Decker Energy | 48000 | Unknown |  | 2014-10-21 |  |  | Executed
DC | Pinellas | City Of St Petersburg Roberts Park Recreation Ctr - 3Rd Installation |  | Distribution |  | 25.2 | Solar | Non-Residential | 1246 50TH AVE N, NEW | ST PETERSBURG | FL | 33703 | Approved | NM-FL Net Metering | FL | 2012-10-18 | Connected | Photovoltaic |  | 21.42 | South Coastal |  | 2014-09-10 |  |  | Executed
DC | Rutherford | Cree, Inc | 480Y/277 | Distribution | Qty 1160 SunPower X21 - 345W Solar Panels | 400 | Solar | Non-Residential | 4408 Silicon Dr | Durham | NC | 27703 | Pending | NM-NC Net Metering | Carolinas |  | Pending | Photovoltaic |  | 312 | Northern | 3-phase | 2015-02-23 |  | 2015-02-23 | Open
DC |  | Creech Solar |  | Distribution |  |  | Solar | Non-Residential | Unknown | Garner | NC | 0 | Cancelled |  | PEC Carolinas |  | Cancelled | Photovoltaic |  | 3500 | Unknown |  | 2014-10-21 |  | 2014-08-12 | Cancelled
DC | Wake | Creech Solar 2 LLC |  | Distribution | Qty 21658 Canadian Solar CS6X | 6497.4 | Solar | Non-Residential | Creech Rd | Garner | NC | 27529 | Pending |  | PEC Carolinas |  | Pending | Photovoltaic |  | 8438.182 | Unknown | 3-phase | 2014-10-26 |  | 2014-09-15 | Open
DC | Pinellas | City Of St Petersburg Science Ctr Of Pinellas Co - 16Th Installation |  | Distribution |  | 0.72 | Solar | Non-Residential | 7701 22ND AVE N | ST PETERSBURG | FL | 33710 | Approved | NM-FL Net Metering | FL | 2012-10-18 | Connected | Photovoltaic |  | 0.612 | South Coastal |  | 2014-09-10 |  |  | Executed
DC | Pinellas | City Of St Petersburg Walter Fuller Park Mtcd Bldg - 17Th Installation |  | Distribution |  | 1.2 | Solar | Non-Residential | 7891 26TH AVE N, 37 | ST PETERSBURG | FL | 33710 | Approved | NM-FL Net Metering | FL | 2012-10-18 | Connected | Photovoltaic |  | 1.02 | South Coastal |  | 2014-09-10 |  |  | Executed
DC | Granville | Crestwood Solar Center, LLC |  | Distribution |  |  | Solar | Non-Residential | 3575 Smithwood Drive | Oxford | NC | 27565 | Approved |  | PEC Carolinas |  | Pending IA | Photovoltaic |  | 4999 | Unknown |  | 2014-10-21 |  | 2013-06-14 | Open
DC | Pinellas | City Of St Petersburg Wildwood Park Mtce Bldg - 1St Installation |  | Distribution |  | 1.2 | Solar | Non-Residential | 1000 28TH ST S, WILDWOOD CENTER | ST PETERSBURG | FL | 33712 | Approved | NM-FL Net Metering | FL | 2012-10-18 | Connected | Photovoltaic |  | 1.02 | South Coastal |  | 2014-09-10 |  |  | Executed
DC | Pinellas | City Of St Petersburg Wildwood Park Recreation Ctr - 2Nd Installation |  | Distribution |  | 50.3 | Solar | Non-Residential | 1025 26TH ST S *UNIT B | ST PETERSBURG | FL | 33712 | Approved | NM-FL Net Metering | FL | 2012-10-18 | Connected | Photovoltaic |  | 42.755 | South Coastal |  | 2014-09-10 |  |  | Executed
DC | Mecklenburg | Crystal Ford | 120/240 | Distribution | qty 19 CanadianSolar 250w PV Modules | 4.75 | Solar | Residential | 7119 Indian Ridge Ln | Charlotte | NC | 28214 | Pending | NM-NC Net Metering | Carolinas |  | Pending | Photovoltaic |  | 4.09 | Central | Single | 2015-02-09 |  | 2015-02-09 | Open
DC | Pinellas | City Of Tarpon Springs |  | Distribution |  | 4.8 | Solar | Non-Residential | 201 PINE ST, SEWER TREATMENT | TARPON SPRINGS | FL | 34689 | Approved | NM-FL Net Metering | FL | 2013-05-14 | Connected | Photovoltaic |  | 4.08 | South Coastal |  | 2014-09-10 |  |  | Executed
DC | New Hanover | City of Wilmington - 5510 Olsen Ln |  | Distribution | Qty 48 REC Peak Energy Series 250W Modules | 12 | Solar | Non-Residential | 5510 Olsen Ln | Wilmington | NC | 28402 | Approved | NC NM-Net Metering for Renewable Energy Facilities | PEC Carolinas | 2014-04-25 | Connected | Photovoltaic |  | 9.6 | Eastern |  | 2014-02-11 |  | 2014-02-11 | Executed
DC | Granville | Currin Solar Farm, LLC |  | Distribution |  | 6.37 | Solar | Non-Residential | 5101 Old NC 75 | Oxford | NC | 27565 | Approved |  | PEC Carolinas |  | Pending | Photovoltaic |  | 5000 | Northern |  | 2014-10-21 |  | 2014-05-14 | Open
DC | HOWARD | CURT H SILVEY | 120/240 |  | fourteen 224-W Sharp ND-224U1F solar panels | 3.14 | Solar | Residential | 3437 COUNTY ROAD 300 E N | KOKOMO | IN | 46901 | Approved | Net Metering - Standard Contract Rider No. 57 | IN | 2010-04-27 | Connected | Photovoltaic |  | 3.136 | North | Single |  |  |  | Executed
DC | Orange | Curtis Ihlefeld |  | Distribution |  | 4.8 | Solar | Residential | 10342 SUN VILLA BLVD | Orlando | FL | 32817 | Approved | NM-FL Net Metering | FL | 2009-05-04 | Cancelled | Photovoltaic |  | 4.08 | North Central |  | 2014-09-10 |  |  | Cancelled
DC | Wake | Custom Controls Unlimited |  | Distribution |  | 76.86 | Solar | Non-Residential | Unknown | Raleigh | NC | 27603 | Approved | NC NM-Net Metering for Renewable Energy Facilities | PEC Carolinas |  | Pending Meter Set | Photovoltaic |  | 65 | Unknown |  | 2014-10-21 |  | 2014-06-06 | Open
DC | New Hanover | City of Wilmington |  | Distribution |  | 75 | Solar | Non-Residential | 205 Operations Center Drive | Wilmington | NC | 28412 | Approved | NC NM-Net Metering for Renewable Energy Facilities | PEC Carolinas | 2011-11-15 | Connected | Photovoltaic |  | 60 | Unknown |  | 2015-01-02 |  |  | Executed
DC |  | CyberMetrix Inc |  |  |  |  | Other | Non-Residential | 635 Mapleton St. S | Columbus | IN | 47201 | Pending |  | IN |  | Pending | Other |  |  | Southern |  | 2015-06-05 |  | 2015-06-05 | Open
DC | New Hanover | City of Wilmington |  | Distribution |  | 30 | Solar | Non-Residential | 202 Operations Center Drive | Wilmington | NC | 28412 | Approved | NC NM-Net Metering for Renewable Energy Facilities | PEC Carolinas | 2011-11-15 | Connected | Photovoltaic |  | 24 | Unknown |  | 2015-01-02 |  |  | Executed
DC | New Hanover | City of Wilmington - 1110 S 17th St | 120/240 | Distribution |  | 6.75 | Solar | Non-Residential | 1110 South 17th Street | Wilmington | NC | 28401 | Approved | NC NM-Net Metering for Renewable Energy Facilities | PEC Carolinas | 2009-04-23 | Connected | Photovoltaic |  | 5.4 | Eastern | Single | 2012-10-18 |  |  | Executed
DC | Mecklenburg | Sun Kim | 120/240 | Distribution | Qty 15 SunPower 335 Watts Solar Modules | 5.03 | Solar | Residential | 13117 Darby Chase Drive | Charlotte | NC | 28277 | Approved | NM-NC Net Metering | Carolinas | 2013-08-06 | Connected | Photovoltaic |  | 5 | Central | Single | 2013-05-21 | 2013-07-26 | 2013-05-21 | Executed
DC |  | Civic Garden Center of Greater Cincinnati | 120/240 | Distribution | Nine 144 Watt Uni-Solar Panels | 1.3 | Solar | Non-Residential | 2731 Reading Road | Cincinnati | OH | 45206 | Approved | Rider NM - Net Metering Rider - OH | OH/KY | 2011-09-15 | Connected | Photovoltaic |  | 1.3 | South | Single | 2011-08-19 |  | 2011-08-19 | Executed
DC | Stanly | Cynthia D Brooks | 120/240 | Distribution | Qty10 Renesola Virtus II 250W Solar Panels | 2.5 | Solar | Residential | 411 Elm Rd | Locust | NC | 28097 | Pending | NM-NC Net Metering | Carolinas |  | Pending | Photovoltaic |  | 2.15 | Central | Single | 2015-04-27 | 2015-06-15 | 2015-04-27 | Open
DC | Franklin | Claire Kelly Wilder | 120/240 | Distribution |  | 4.88 | Solar | Residential | 805 Perry Chapel Church Rd. | Franklinton | NC | 27525 | Approved | NC NM-Net Metering for Renewable Energy Facilities | PEC Carolinas | 2012-10-05 | Connected | Photovoltaic |  | 3.9 | Northern | Single | 2012-10-18 |  |  | Executed
DC | Polk | Clancey R Smith | 120/240 | Distribution | SR-14-0138B | 10 | Solar | Residential | 610 N ADAMS AVE | Dundee | FL | 33838 | Approved | NM-FL Net Metering | FL | 2014-10-29 | Connected | Photovoltaic |  | 8.5 | South Central | Single | 2014-10-22 |  | 2014-10-22 | Executed
DC | Haywood | Clara H Brown | 120/240 | Distribution | 12 Suniva 260w Solar Panels | 3.12 | Solar | Residential | 291 Plott Dr | Canton | NC | 28716 | Approved | NM-NC Net Metering | PEC Carolinas | 2013-07-25 | Connected | Photovoltaic |  | 2.58 | Western | Single | 2013-07-08 |  | 2013-07-08 | Executed
DC | Guilford | Sun Capital, Inc. - NM | 120/240 | Distribution |  | 20 | Solar | Non-Residential | 6367 Lake Brandt Rd | Summerfield | NC | 27358 | Approved | PP-N NC - Non-Hydroelectric Qualifying Facilities | Carolinas | 2009-05-22 | Connected | Photovoltaic | Sun Capital PV Installation | 21.4 | Northern | Single | 2011-04-07 |  | 2009-03-05 | Executed
DC | Buncombe | Cynthia Hall | 120/240 | Distribution | QTY 28 Conergy 305 Watt Panels | 8.54 | Solar | Residential | 25 Dock Branch Rd | Barnardsville | NC | 28709 | Pending | NC NM-Net Metering for Renewable Energy Facilities | PEC Carolinas |  | Pending | Photovoltaic |  | 7.6 | Western | Single | 2014-12-01 |  | 2014-12-01 | Open
DC | Volusia | Clarence Smith |  | Distribution |  | 3 | Solar | Residential | 1375 LONGLEY PL | Deland | FL | 32724 | Approved | NM-FL Net Metering | FL | 2011-08-08 | Connected | Photovoltaic |  | 2.55 | North Central |  | 2014-09-10 |  |  | Executed
DC | Pickens | Cynthia K. Warner | 120/240 | Distribution | 10 SunPower SPR-210 W Panels | 2.1 | Solar | Residential | 103 Valley View Dr | Clemson | SC | 29631 | Approved | NM-SC Net Metering | Carolinas | 2010-11-23 | Superseded | Photovoltaic |  | 2.1 | Southern | Single | 2011-04-07 |  | 2010-11-11 | Superceded
DC | Greenville | Sue McInerney | 120/240 | Distribution | Twenty-Four (320 Watt) SunPower Solar Modules | 7.68 | Solar | Residential | 132 Fox Farm Way | Greer | SC | 29651 | Approved | NM-SC Net Metering | Carolinas | 2012-04-26 | Connected | Photovoltaic |  | 8 | Southern | Single | 2012-03-07 |  | 2012-03-07 | Executed
DC | Mecklenburg | Suanne Jacob | 120/240 | Distribution | QTY: 30 Renesola 156 Series - 305 | 9.15 | Solar | Residential | 6031 Tom Query Rd. | Charlotte | NC | 28213 | Approved | NM-NC Net Metering | Carolinas | 2013-12-20 | Connected | Photovoltaic |  | 9 | Central | Single | 2013-10-24 | 2013-12-09 | 2013-10-24 | Executed
DC | Orange | Claude Cassgnol |  | Distribution |  | 5.37 | Solar | Residential | 9542 Holbrook Drive | Orlando | FL | 32817 | Approved | NM-FL Net Metering | FL | 2009-08-17 | Connected | Photovoltaic |  | 4.565 | North Central |  | 2014-09-10 |  |  | Executed
DC | Forsyth | Strates, Inc - NM | 120/240 | Distribution | Qty 28 Sunpower 215 Modules | 6.02 | Solar | Non-Residential | 5584 Shattalon Dr | Winston Salem | NC | 27106 | Approved | NM-NC Net Metering | Carolinas | 2014-06-05 | Connected | Photovoltaic |  | 6 | Northern | Single | 2014-05-02 | 2014-05-30 | 2014-05-02 | Executed
DC | Alamance | Stout Farm, LLC | 4,160Y/2,400 | Distribution | 21660 Canadian Solar CS6X-300P Modules | 6498 | Solar | Non-Residential | Redman Rd | Mebane | NC | 27302 | Approved | PP-N NC - Non-Hydroelectric Qualifying Facilities | Carolinas | 2014-11-20 | Connected | Photovoltaic |  | 4500 | Northern | 3-phase | 2013-05-28 |  | 2013-05-28 | Executed
DC | Haywood | Cynthia Rickey | 120/240 | Distribution | qty 16 SolarWorld SW 280 w PV Modules | 4.48 | Solar | Residential | 401 Tipstill Cv | Waynesville | NC | 28786 | Pending | NC NM-Net Metering for Renewable Energy Facilities | PEC Carolinas |  | Pending | Photovoltaic |  | 3.8 | Western | Single | 2015-05-27 |  | 2015-05-27 | Open
DC | Pender | Claude R. Tatum Jr. | 120/240 | Distribution |  | 3.75 | Solar | Residential | 363 Sloop Point Loop Road | Hampstead | NC | 28443 | Approved | NC NM-Net Metering for Renewable Energy Facilities | PEC Carolinas | 2010-02-23 | Connected | Photovoltaic |  | 3 | Eastern | Single | 2012-10-18 |  |  | Executed
DC | Rockingham | Stoneville Solar, LLC - NM | 480Y/277 | Distribution |  | 9.9 | Solar | Non-Residential | 204 S Henry ST | Stoneville | NC | 27048 | Approved | PP-N NC - Non-Hydroelectric Qualifying Facilities | Carolinas | 2011-04-14 | Connected | Photovoltaic | Stoneville Solar PV Installation | 9 | Northern | 3-phase | 2011-04-07 |  | 2011-02-01 | Executed
DC | Alexander | Stikeleather Farm, LLC | 12,470Y/7,200 | Distribution | QTY: 21,660 Canadian Solar | 6480 | Solar | Non-Residential | 4498N Carolina 90 | Hiddenite | NC | 28636 | Approved | PP-N NC - Non-Hydroelectric Qualifying Facilities | Carolinas |  | Under Construction | Photovoltaic |  | 5000 | Central | 3-phase | 2014-02-11 |  | 2014-02-11 | Open
DC | Lake | Claudia Spitzer | 120/240 | Distribution | Candian Solar | 2.5 | Solar | Residential | 245 BAYOU BEND RD | Groveland | FL | 34736 | Approved | NM-FL Net Metering | FL | 2014-12-11 | Connected | Photovoltaic |  | 2.13 | South Central | Single | 2014-12-15 |  | 2014-12-15 | Executed
DC | Pinellas | Claus Daniel |  | Distribution |  | 7.5 | Solar | Residential | 5864 28TH ST S | ST PETERSBURG | FL | 33712 | Approved | NM-FL Net Metering | FL | 2012-10-30 | Connected | Photovoltaic |  | 6.375 | South Coastal |  | 2014-09-10 |  |  | Executed
DC |  | Clauson Farms | 480Y/277 | Distribution | forty-eight 245-W Kyocera KD-245GX-LPB solar modules | 11.76 | Solar | Non-Residential | 741 400 E N | Rochester | IN | 46975 | Approved | Net Metering - Standard Contract Rider No. 57 | IN | 2013-04-22 | Connected | Photovoltaic |  | 10.32 | Northern | 3-phase | 2013-03-11 |  | 2013-03-11 | Executed
DC | Buncombe | Clayton Byers | 120/240 | Distribution | QTY 40 Solar World 250 Panels | 10 | Solar | Residential | 50 Hillcrest Rd | Asheville | NC | 28804 | Approved | NC NM-Net Metering for Renewable Energy Facilities | PEC Carolinas | 2014-07-29 | Connected | Photovoltaic |  | 7.7 | Western | Single | 2014-07-08 |  | 2014-07-08 | Executed
DC | Transylvania | Stewart Trimble | 120/240 | Distribution |  | 3.36 | Solar | Residential | 59 Morningside Dr | Brevard | NC | 28712 | Approved | SCG-NC Small Customer Generator Rider | Carolinas | 2008-08-22 | Connected | Photovoltaic |  | 3.36 | Southern | Single | 2011-04-07 |  | 2008-07-17 | Executed
DC | ORANGE | Cleeford Beliarg |  | Distribution |  | 10 | Solar | Residential | 8634 WHISPERING WILLOW CT | ORLANDO | FL | 32835 | Approved | NM-FL Net Metering | FL | 2014-06-11 | Connected | Photovoltaic |  | 8.5 | South Central |  | 2014-09-10 |  |  | Executed
DC | Pinellas | Dale A. Billey | 120/240 | Distribution | Qty 8 SW285watts, solar panels | 2.28 | Solar | Residential | 4950 87th Ave | Pinellas Park | FL | 33782 | Approved | NM-FL Net Metering | FL |  | Pending Meter Set | Photovoltaic |  | 1.938 | South Coastal | Single | 2015-06-17 |  | 2015-06-17 | Open
DC | Lake | Dale F Roland | 120/240 | Distribution | Qty 25 Canadian CS6P 255W Solar Panels | 6.38 | Solar | Residential | 335 Silver Maple Rd | Groveland | FL | 34736 | Approved | NM-FL Net Metering | FL |  | Pending Meter Set | Photovoltaic |  | 5.419 | South Central | Single | 2015-05-19 |  | 2015-05-19 | Open
DC | Monroe | Clifford Burk | 120/240 | Distribution | 30 Optimus Series Opt 60 Cell Modules (365W) | 7.95 | Solar | Residential | 3426 Moffett Ln E | Bloomington | IN | 47401 | Approved | Net Metering - Standard Contract Rider No. 57 | IN | 2013-09-18 | Connected | Photovoltaic |  | 7.5 | Southern | Single | 2013-09-05 |  | 2013-09-05 | Executed
DC | Surry | Dale Potter | 120/240 | Distribution | Qty 10 Sunmodule 250 W Solar Panels | 2.5 | Solar | Residential | 116 Hummingbird Ln | Pilot Mountain | NC | 27041 | Cancelled | NM-NC Net Metering | Carolinas |  | Cancelled | Photovoltaic |  | 1.93 | Northern | Single | 2014-07-02 |  | 2014-07-02 | Cancelled
DC | Monroe | Clifford Burk | 120/240 | Distribution | seven Suniva Optimus OPT270-60-4-100 solar modules | 1.89 | Solar | Residential | 3426 Moffett Ln E | Bloomington | IN | 47401 | Approved | Net Metering - Standard Contract Rider No. 57 | IN | 2014-11-24 | Connected | Photovoltaic |  | 9.25 | Southern | Single | 2014-10-17 |  | 2014-10-17 | Executed
DC | Graham | Dalton Adams | 120/240 | Distribution | Qty 2 Motenergy Generating Motor Model Number ME1112 (4kW) | 8 | Hydroelectric | Residential | 7031 Little Snowbird Rd | Robbinsville | NC | 28771 | On Hold | PP-H NC - Hydroelectric Qualifying Facilities | Carolinas |  | Pending | Turbine |  | 6.16 | Southern | Single | 2013-01-02 |  | 2013-01-02 | Open
DC | Durham | Stewart A. Bible | 120/240 | Distribution |  | 2 | Solar | Residential | 814 Vickers Ave | Durham | NC | 27701 | Approved | PP-N NC - Non-Hydroelectric Qualifying Facilities | Carolinas | 2009-10-28 | Connected | Photovoltaic | Bible PV Installation | 1.5 | Northern | Single | 2011-04-07 |  | 2009-04-15 | Executed
DC | Orange | Steven Raets | 120/240 | Distribution |  | 9.17 | Solar | Residential | 225 Whirlaway Lane | Chapel Hill | NC | 27516 | Approved | NM-NC Net Metering | Carolinas | 2011-12-16 | Connected | Photovoltaic |  | 9 | Northern | Single | 2011-11-17 |  | 2011-11-17 | Executed
DC | Alamance | Steven M. Schrenzel | 120/240 | Distribution |  | 2.85 | Solar | Residential | 5901 Hoagie Creek Ln | Snow Camp | NC | 27349 | Approved | NM-NC Net Metering | Carolinas | 2009-12-23 | Connected | Photovoltaic |  | 2.85 | Northern | Single | 2011-04-07 |  | 2009-12-02 | Executed
DC | Jones | Coastal Beverage Co Inc. |  | Distribution | Canadian Solar, CS6P-250 Qty-1,260 | 315 | Solar | Non-Residential | Unknown | Pollocksville | NC | 28573 | Approved | NC NM-Net Metering for Renewable Energy Facilities | PEC Carolinas | 2014-02-21 | Connected | Photovoltaic |  | 300 | Eastern |  | 2014-10-21 |  | 2013-11-12 | Executed
DC | Alamance | Steven M. Schrenzel | 120/240 | Distribution |  | 2.85 | Solar | Residential | 5901 Hoagie Creek Ln | Snow Camp | NC | 27349 | Approved | NM-NC Net Metering | Carolinas | 2015-01-02 | Connected | Photovoltaic |  | 2.85 | Northern | Single | 2014-08-08 |  | 2014-08-08 | Executed
DC | CLERMONT | COLIN & SUSAN VOGT | 120/240 | Distribution |  | 0.22 | Solar | Residential | 591 IBOLD RD | LOVELAND | OH | 45140 | Approved | Rider NM - Net Metering Rider - OH | OH/KY | 2011-01-18 | Connected | Photovoltaic |  | 0.19 | East | Single | 2011-05-18 |  | 2011-05-18 | Executed
DC | Columbia | Columbia County School Board (Fort White Public School) |  | Distribution |  | 10 | Solar | Non-Residential | 17828 SW STATE ROAD 47, BASEBALL FIELD | FORT WHITE | FL | 32038 | Approved | NM-FL Net Metering | FL | 2011-12-29 | Connected | Photovoltaic |  | 8.5 | North Coastal |  | 2014-09-10 |  |  | Executed
DC | Greer | Steven L Honeycutt | 120/240 | Distribution | Qty 21: SPR 327W NE Solar Panels | 6.87 | Solar | Residential | 125 Fox Farm Way | Greer | SC | 29651 | Approved | NM-SC Net Metering | Carolinas | 2015-03-20 | Connected | Photovoltaic |  | 6 | Southern | Single | 2015-01-16 | 2015-03-17 | 2015-01-16 | Executed
DC | Seminole | Comprehensive Energy Ser Inc |  | Distribution |  | 24.84 | Solar | Non-Residential | 777 BENNETT DR *STE 22, W END | Longwood | FL | 32750 | Approved | NM-FL Net Metering | FL | 2010-02-12 | Connected | Photovoltaic |  | 21.114 | North Central |  | 2014-09-10 |  |  | Executed
DC | Franklin | Dan Garlick | 120/240 | Distribution |  | 6.84 | Solar | Residential | 154 BAY AVE | Apalachicola | FL | 32320 | Approved | NM-FL Net Metering | FL | 2012-06-20 | Cancelled | Photovoltaic |  | 5.814 | North Coastal | Single | 2014-09-10 |  |  | Cancelled
DC | SEMINOLE | Computech City LLC |  | Distribution |  | 10 | Solar | Non-Residential | 3216 W LAKE MARY BLVD *STE 6D-1620 | LAKE MARY | FL | 32746 | Approved | NM-FL Net Metering | FL | 2014-03-18 | Connected | Photovoltaic |  | 8.5 | North Central |  | 2014-09-10 |  |  | Executed
DC | HAMILTON | Dan Huff | 120/240 |  | twelve 175-W Suntech Black Label STP175S-24/Ab-1 solar panels | 2.1 | Solar | Residential | 1115 ALWILL DR | CINCINNATI | OH | 45215 | Approved | Rider NM - Net Metering Rider - OH | OH/KY | 2010-04-23 | Connected | Photovoltiac |  | 2.1 | Central | Single |  |  |  | Executed
DC | Greenville | Steven F Barbour | 120/240 | Distribution | Qty 20 KY 250 | 5 | Solar | Residential | 32 Debonair Way | Simpsonville | SC | 29681 | Approved | SC NM-Net Metering for Renewable Energy Facilities | Carolinas | 2014-04-28 | Connected | Photovoltaic |  | 5 | Southern | Single | 2014-03-19 | 2014-04-25 | 2014-03-19 | Executed
DC | Monroe | Dan L Withered | 120/240 | Distribution | sixteen 280-W SolarWorld Sunmodule Plus SW 280 solar panels | 4.48 | Solar | Residential | 5799 Kings Rd E | Bloomington | IN | 47408 | Pending | Net Metering - Standard Contract Rider No. 57 | IN |  | Pending | Photovoltaic |  | 4 | Southern | Single | 2015-05-11 |  | 2015-05-11 | Open
DC | Greenville | Steven E Allen | 120/240 | Distribution | Qty 63 Sharp 250W Modules | 15.75 | Solar | Non-Residential | 2 Oneal St | Greenville | SC | 29601 | Approved | NM-SC Net Metering | Carolinas | 2014-02-19 | Connected | Photovoltaic |  | 15 | Southern | Single | 2013-11-14 | 2014-02-04 | 2013-11-14 | Executed
DC | Chatham | Dan Neustedter | 120/240 |  |  | 2 | Solar | Residential | 1256 Great Ridge Pkwy | Chapel Hill | NC | 27516 | Approved | NC CSP-Cogeneration and Small Power Producer-Sell All | PEC Carolinas | 2010-09-14 | Connected | Photovoltaic |  | 1.6 | Northern | Single | 2012-10-18 |  |  | Executed
DC | CAMPBELL | Dan Neyer | 120/240 |  | twelve 180-W Melink PV modules | 2.16 | Solar | Residential | 86 Watch Hill Lane | Newport | KY | 41071 | Approved | Rider NM - Net Metering Rider - KY | OH/KY | 2011-01-04 | Superseded | Photovoltaic |  | 2 | North | Single |  |  |  | Superceded
DC | Orange | Steven D. Holdaway | 120/240 | Distribution |  | 5.17 | Solar | Residential | 3809 Sweeten Creek Rd | Chapel Hill | NC | 27514 | Approved | PP-N NC - Non-Hydroelectric Qualifying Facilities | Carolinas | 2010-10-21 | Connected | Photovoltaic | Holdaway PV Installation | 5.17 | Northern | Single | 2011-04-07 |  | 2010-09-14 | Executed
DC | Seminole | Connie Valentino | 120/240 | Distribution | SR 14 9138A | 10.2 | Solar | Residential | 5131 Fillmore PL | Sanford | FL | 32773 | Approved | NM-FL Net Metering | FL | 2014-09-09 | Connected | Photovoltaic |  | 8.67 | North Central | Single | 2014-09-28 |  | 2014-09-28 | Executed
DC | Buncombe | Consolidated Electrical Dist. |  | Distribution |  | 5 | Solar | Non-Residential | 343 Hilliard Ave | Asheville | NC | 28801 | Approved | NC NM-Net Metering for Renewable Energy Facilities | PEC Carolinas | 2011-10-13 | Connected | Photovoltaic |  | 4 | Western | 3-phase | 2012-10-18 |  |  | Executed
DC | Johnston | Dana and Jon Branham | 120/240 | Distribution | Qty 18 (255 Watt) Sunvia OPT255-60-4-1BO | 4.59 | Solar | Residential | 781 Wilson Jones Rd | Clayton | NC | 27520 | Cancelled | NC NM-Net Metering for Renewable Energy Facilities | PEC Carolinas |  | Cancelled | Photovoltaic |  | 3.672 | Northern | Single | 2013-11-04 |  | 2013-11-04 | Cancelled
DC | Orange | Steven C. Graf | 120/240 | Distribution |  | 5.5 | Solar | Residential | 9101 Art Rd | Cedar Grove | NC | 27231 | Approved | NM-NC Net Metering | Carolinas | 2013-03-13 | Connected | Photovoltaic |  | 5 | Northern | Single | 2013-03-04 | 2013-03-09 | 2013-03-04 | Executed
DC | Guilford | Steven C Patteson | 120/240 | Distribution | Qty 36 Suniva OPT 270 | 9.72 | Solar | Residential | 4711 Groometown Road | Greensboro | NC | 27407 | Approved | NM-NC Net Metering | Carolinas | 2014-06-18 | Connected | Photovoltaic |  | 8 | Northern | Single | 2014-04-14 | 2014-06-16 | 2014-04-14 | Executed
DC | Pinellas | Constructive Resource Inc |  | Distribution |  | 4.73 | Solar | Non-Residential | 10840 ENDEAVOR WAY *STE 2 | Largo | FL | 33777 | Approved | NM-FL Net Metering | FL | 2011-10-20 | Connected | Photovoltaic |  | 4.016 | South Coastal |  | 2014-09-10 |  |  | Executed
DC | Seminole | Coolstuffinc.Com LLC |  | Distribution |  | 99.96 | Solar | Non-Residential | 8550 S US HIGHWAY 17 92 | FERN PARK | FL | 32730 | Approved | NM-FL Net Metering | FL | 2013-01-21 | Connected | Photovoltaic |  | 84.966 | North Central |  | 2014-09-10 |  |  | Executed
DC | Wake | Corc Solar, LLC |  | Distribution |  | 302 | Solar | Non-Residential | 400 Vintage Park Drive | Zebulon | NC | 27597 | Approved | NC CSP27-Cogeneration and Small Power Producer-Sell All | PEC Carolinas | 2013-01-16 | Connected | Photovoltaic |  | 257 | Unknown |  | 2014-10-21 |  | 2012-10-08 | Executed
DC | Lake | Corliss McAfee | 120/240 | Distribution | Qty 15 Canadian CS6P 255W Solar Panels | 3.83 | Solar | Residential | 211 Crepe Myrtle Dr | Groveland | FL | 34736 | Approved | NM-FL Net Metering | FL | 2015-05-18 | Connected | Photovoltaic |  | 3.251 | South Central | Single | 2015-05-12 |  | 2015-05-12 | Executed
DC | Wake | Cornelius S Grant | 120/240 | Distribution | Qty 12 Suniva 270 | 3.24 | Solar | Residential | 1901 River Knoll Dr | Raleigh | NC | 27610 | Approved | NC NM-Net Metering for Renewable Energy Facilities | PEC Carolinas | 2014-08-18 | Connected | Photovoltaic |  | 2.49 | Northern | Single | 2014-06-13 |  | 2014-06-13 | Executed
DC | Buncombe | Daniel Ayers Gilbert | 120/240 |  |  | 4.88 | Solar | Residential | 115 Justin Trail | Arden | NC | 28704 | Approved | NC CSP-Cogeneration and Small Power Producer-Sell All | PEC Carolinas | 2010-01-14 | Connected | Photovoltaic |  | 3.9 | Western | Single | 2012-10-18 |  |  | Executed
DC | JOHNSON | Cornett Properties LLC-NM 1442 Amy Ln |  | Distribution | four hundred sixteen 224-W Sharp ND-224UC1 solar modules | 93.18 | Solar | Non-Residential | 1442 AMY LANE | FRANKLIN | IN | 46131 | Approved | Net Metering - Standard Contract Rider No. 57 | IN | 2011-05-20 | Connected | Photovoltaic |  | 93.184 | Southeast | 3 phase |  |  |  | Executed
DC | Johnson | Cornett Properties LLC-NM 1444 Amy Ln |  | Distribution | four hundred sixteen 224-W Sharp ND-224UC1 solar modules | 93.18 | Solar | Non-Residential | 1444 Amy Ln | Franklin | IN | 46131 | Approved | Net Metering - Standard Contract Rider No. 57 | IN | 2011-05-20 | Connected | Photovoltaic |  | 93.184 | Southern | 3-phase |  |  |  | Executed
DC | Pinellas | Cory Ward | 120/240 | Distribution | Qty 26 AxitecAC-250P/156-60S solar panels | 6.5 | Solar | Residential | 2930 29th St N | St Petersburg | FL | 33713 | Approved | NM-FL Net Metering | FL | 2015-03-23 | Connected | Photovoltaic |  | 5.525 | South Coastal | Single | 2015-03-20 |  | 2015-03-20 | Executed
DC | Pinellas | Courtney Oconnell | 120/240 | Distribution | Canadian Solar CS6P-255P | 8.16 | Solar | Residential | 3048 SUGAR BEAR TRL | Palm Harbor | FL | 34684 | Approved | NM-FL Net Metering | FL | 2014-11-19 | Connected | Photovoltaic |  | 6.94 | South Coastal | Single | 2014-11-18 |  | 2014-11-18 | Executed
DC | Pinellas | Courtney Owens | 120/240 | Distribution |  | 5.04 | Solar | Residential | 828 3rd Ave S | Tierra Verde | FL | 33715 |  | NM-FL Net Metering | FL | 2012-08-04 | Connected | Photovoltaic |  | 4.284 | South Coastal | Single |  |  |  | Executed
DC | Guilford | Steven Bird | 120/240 | Distribution | QTY: 12 Suniva OPT 260 | 3.12 | Solar | Residential | 324 Gorrell St. | Greensboro | NC | 27406 | Approved | NM-NC Net Metering | Carolinas | 2014-06-27 | Connected | Photovoltaic |  | 2.4 | Northern | Single | 2014-05-21 | 2014-06-23 | 2014-05-21 | Executed
DC | Hamilton | Craig Davis | 120/240 | Distribution | twelve 245-W REC solar modules | 2.94 | Solar | Residential | 9463 Tebbs Ct. | Harrison | OH | 45030 | Approved | Rider NM - Net Metering Rider - OH | OH/KY | 2012-12-21 | Connected | Photovoltaic |  | 2.5 | South | Single | 2012-11-29 |  | 2012-11-29 | Executed
DC | Oconee | Daniel D. and Patricia F. Warner |  | Distribution |  |  | Solar | Residential | 414 Woodridge Drive | Seneca | SC | 29671 | Pending | NM-SC Net Metering | Carolinas |  |  | Photovoltaic |  |  | Southern | Single | 2015-03-23 |  | 2015-03-23 | Open
DC |  | Craig H Bradley | 120/240 | Distribution | seventeen 260-W Yingli YL260C-30B solar modules | 4.42 | Solar | Residential | 3852 Cedar Creek Ln S Lot: 63 | New Palestine | IN | 46163 | Approved | Net Metering - Standard Contract Rider No. 57 | IN | 2012-05-31 | Connected | Photovoltaic |  | 3.66 | Southern | Single | 2012-05-01 |  | 2012-05-01 | Executed
DC | Tippecanoe | Daniel E Hartley | 120/240 | Distribution | Qty 4 Yingli 230W modules | 0.92 | Solar | Residential | 1824 16th St N | Lafayette | IN | 47904 | Cancelled | Net Metering - Standard Contract Rider No. 57 | IN |  | Cancelled | Photovoltaic |  | 0.86 | Northern | Single | 2014-07-30 |  | 2014-07-30 | Cancelled
DC | Orange | Craig M McAllaster | 120/240 | Distribution | Solar World 4250 Watt PV | 4.25 | Solar | Residential | 369 Torgiano Dr | Ocoee | FL | 34761 | Approved | NM-FL Net Metering | FL | 2014-09-09 | Connected | Photovoltaic |  | 3.61 | South Central | Single | 2014-09-28 |  | 2014-09-28 | Executed
DC | ORANGE | Craig Crownover |  | Distribution |  | 9.75 | Solar | Residential | 1339 GLENWICK DR | WINDERMERE | FL | 34786 | Approved | NM-FL Net Metering | FL | 2013-12-26 | Connected | Photovoltaic |  | 8.288 | South Central |  | 2014-09-10 |  |  | Executed
DC | Volusia | Craig Mleko |  | Distribution |  | 7.98 | Solar | Residential | 1775 W FRENCH AVE | Orange City | FL | 32763 | Approved | NM-FL Net Metering | FL | 2012-07-31 | Connected | Photovoltaic |  | 6.783 | North Central |  | 2014-09-10 |  |  | Executed
DC | Orange | Craig Corbin |  | Distribution |  | 9.16 | Solar | Residential | 17326 PHIL C PETERS RD, *NEW HSE | WINTER GARDEN | FL | 34787 | Approved | NM-FL Net Metering | FL | 2012-08-16 | Connected | Photovoltaic |  | 7.786 | South Central |  | 2014-09-10 |  |  | Executed
DC | Lake | Craig Williams |  | Distribution |  | 4.5 | Solar | Residential | 430 North Street | Clermont | FL | 34711 | Approved | NM-FL Net Metering | FL | 2007-12-07 | Connected | Photovoltaic |  | 3.825 | South Central |  | 2014-09-10 |  |  | Executed
DC | Hamilton | Daniel Funk | 120/240 | Distribution | thirty-two 240-W TrinaSolar TSM-240PA05 solar panels | 7.68 | Solar | Residential | 8997 Terwilligersidge Dr | Cincinnati | OH | 45249 | Approved | Rider NM - Net Metering Rider - OH | OH/KY |  | Pending Meter Set | Photovoltaic |  | 7 | Central | Single | 2014-09-02 |  | 2014-09-02 | Open
DC | Monroe | Crawford LP | 208Y/120 | Distribution | One hundred twelve 250-W Helios 6T250 solar panels | 28 | Solar | Non-Residential | 2440 Henderson St S | Bloomington | IN | 47401 | Approved | Net Metering - Standard Contract Rider No. 57 | IN | 2013-07-31 | Connected | Photovoltaic |  | 24.08 | Southern | 3-phase | 2013-07-02 |  | 2013-07-02 | Executed
DC |  | Creekside Farms, Inc. |  | Distribution | sixty-four 250-W Kyocera KD250 solar modules | 16 | Solar | Non-Residential | 2331 E 1100 N | North Manchester | IN | 46962 | Approved | Net Metering - Standard Contract Rider No. 57 | IN | 2014-04-30 | Connected | Photovoltaic |  | 13.76 | Northern |  | 2014-04-10 |  | 2014-04-10 | Executed
DC | Mecklenburg | Steven A. Muenow | 120/240 | Distribution |  | 2 | Solar | Residential | 1727 East 7th St | Charlotte | NC | 28204 | Approved | SCG-NC Small Customer Generator Rider | Carolinas | 2010-05-05 | Connected | Photovoltaic |  | 2 | Central | Single | 2011-04-07 |  | 2010-03-30 | Executed
DC | Pasco | Cristine Moors |  | Distribution |  | 2.16 | Solar | Residential | 4917 PATAGONIA PL | Land O Lakes | FL | 34638 | Approved | NM-FL Net Metering | FL | 2010-06-22 | Connected | Photovoltaic |  | 1.836 | South Coastal |  | 2014-09-10 |  |  | Executed
DC | New Hanover | Daniel Kinateder - Devonshire Ln | 120/240 | Distribution |  | 1.8 | Solar | Residential | 4213 Devonshire Lane | Wilmington | NC | 28409 | Approved | NC NM-Net Metering for Renewable Energy Facilities | PEC Carolinas | 2011-06-15 | Cancelled | Photovoltaic |  | 1.44 | Eastern | Single | 2012-10-18 |  |  | Cancelled
DC | Lenoir | Crockett Farm, LLC |  | Distribution | Canadian Solar, CS6X Qty-21,660 | 30 | Solar | Non-Residential | 1325 E New Bern Rd. | Kinston | NC | 28501 | Approved | NC CSP29-Cogeneration and Small Power Producer-Sell All | PEC Carolinas | 2014-12-19 | Connected | Photovoltaic |  | 4998 | Unknown |  | 2014-10-21 |  | 2013-11-27 | Executed
DC | Hamilton | CSX Transportation 60612 | 12,470Y/7,200 | Distribution | 187 (285 Watt) Suntech STP285-24/Vd Solar Panels | 53.3 | Solar | Non-Residential | 3601 Geringer Street | Cincinnati | OH | 45225 | Approved | Rider NM - Net Metering Rider - OH | OH/KY | 2012-04-13 | Connected | Photovoltaic |  | 50 | South | 3-phase | 2012-04-02 |  | 2012-04-02 | Executed
DC | Chatham | Steven A Due | 120/240 | Distribution | 16 REC 240W Solar Panels | 3.84 | Solar | Residential | 8165 Wake Rd | Durham | NC | 27713 | Approved | NM-NC Net Metering | Carolinas | 2011-12-09 | Connected | Photovoltaic |  | 3.84 | Northern | Single | 2011-09-27 |  | 2011-09-27 | Executed
DC | Wake | Daniel Mays Jr. | 120/240 |  |  | 5 | Solar | Residential | 100 Clendenen Ct. | Cary | NC | 27513 | Approved | NC CSP-Cogeneration and Small Power Producer-Sell All | PEC Carolinas | 2008-03-25 | Connected | Photovoltaic |  | 4 | Northern | Single | 2012-10-18 |  |  | Executed
DC | Buncombe | Custom Packaging, Inc. |  | Distribution |  | 200 | Solar | Non-Residential | 20 Beale Road | Arden | NC | 28704 | Approved | Negotiated (NC) | PEC Carolinas | 2012-02-02 | Connected | Photovoltaic |  | 160 | Unknown |  | 2014-10-21 |  | 2011-10-04 | Executed
DC | Pinellas | Cynthia Faulhaber |  | Distribution |  | 11.07 | Solar | Residential | 435 115TH AVE | St Petersburg | FL | 33706 | Approved | NM-FL Net Metering | FL | 2009-04-13 | Connected | Photovoltaic |  | 9.41 | South Coastal |  | 2014-09-10 |  |  | Executed
DC |  | Daniel Morneau | 120/240 | Distribution | Qty 24 SW280w, solar panels | 6.72 | Solar | Residential | 12174 145th Ln | Largo | FL | 33774 | Approved | NM-FL Net Metering | FL |  | Pending Meter Set | Photovoltaic |  | 5.71 | South Coastal | Single | 2015-05-29 |  | 2015-05-29 | Open
DC | Chatham | Cynthia C Hermans | 120/240 | Distribution | Qty 16 (225 Watt) Sunpower | 3.46 | Solar | Residential | 74 Bynum Hill | Pittsboro | NC | 27228 | Approved | NC NM-Net Metering for Renewable Energy Facilities | PEC Carolinas | 2013-11-12 | Connected | Photovoltaic |  | 2.88 | Northern | Single | 2013-09-03 |  | 2013-09-03 | Executed
DC | Catawba | Steve P Vondrehle | 120/240 | Distribution | 18 (245 Watt) Siiken SLK60P6L 245W | 4.41 | Solar | Residential | 1312 Wessex Lane | Hickory | NC | 28602 | Approved | NM-NC Net Metering | Carolinas | 2012-09-20 | Connected | Photovoltaic |  | 4.41 | Central | Single | 2012-09-04 | 2012-09-13 | 2012-09-04 | Executed
DC | Buncombe | Cynthia Collier and David Kelly | 120/240 | Distribution |  |  | Solar | Residential | 54 Acorn Rd | Asheville | NC | 28804 | Approved | NM-NC Net Metering | PEC Carolinas | 2015-05-12 | Connected | Photovoltaic |  |  | Western | Single | 2015-04-02 |  | 2015-04-02 | Executed
DC | Polk | Cynthia Czerniawski |  | Distribution |  | 2.88 | Solar | Residential | 107 HARPERSFIELD ST | DAVENPORT | FL | 33837 | Approved | NM-FL Net Metering | FL | 2012-10-12 | Connected | Photovoltaic |  | 2.448 | South Central |  | 2014-09-10 |  |  | Executed
DC | Boone | Cynthia F Whitaker | 120/240 | Distribution | One hundred fourteen 265-W Suniva solar modules | 30.21 | Solar | Residential | 11425 550 S E | Zionsville | IN | 46077 | Approved | Net Metering - Standard Contract Rider No. 57 | IN | 2014-06-27 | Connected | Photovoltaic |  | 28.9 | Northern | Single | 2014-04-29 |  | 2014-04-29 | Executed
DC | Forsyth | Steve L Reeder | 120/240 | Distribution | 2 Strings of 10 (20 Total) Suniva OPT270-60-4-1B0270W Panels | 5.4 | Solar | Residential | 5555 Seward Rd | Pfafftown | NC | 27040 | Approved | NM-NC Net Metering | Carolinas | 2015-04-02 | Connected | Photovoltaic |  | 5 | Northern | Single | 2014-11-10 | 2015-04-02 | 2014-11-10 | Executed
DC | Rockingham | Steve Greer | 120/240 | Distribution | 22 REC Solar Panels REC240PE | 5.28 | Solar | Residential | 256 Greer Rd | Reidsville | NC | 27320 | Approved | NM-NC Net Metering | Carolinas | 2013-04-17 | Connected | Photovoltaic |  | 4.73 | Northern | Single | 2013-03-02 | 2013-04-17 | 2013-03-02 | Executed
DC | Buncombe | Cynthia J Byron | 120/240 | Distribution | Qty 13 Solar World SW275 | 3.58 | Solar | Residential | 41 Wolfe Cove Rd | Asheville | NC | 28804 | Approved | NM-NC Net Metering | PEC Carolinas | 2014-07-29 | Connected | Photovoltaic |  | 3 | Western | Single | 2014-06-11 |  | 2014-06-11 | Executed
DC | Rockingham | Steve D Knowlton MD | 120/240 | Distribution | 20 SolarWorld 270W SunModules | 5.4 | Solar | Residential | 1045 Flat Rock Rd | Reidsville | NC | 27320 | Approved | NM-NC Net Metering | Carolinas | 2014-11-19 | Connected | Photovoltaic |  | 5 | Northern | Single | 2014-11-03 | 2014-11-14 | 2014-11-03 | Executed
DC | Hamilton | Daniel Runk | 120/240 | Distribution | fifteen 245-W Suniva MVX 245-60-5-7B solar panels | 3.67 | Solar | Residential | 8920 Spooky Ridge Ln | Cincinnati | OH | 45242 | Approved | Rider NM - Net Metering Rider - OH | OH/KY |  | Pending Meter Set | Photovoltaic |  | 3.64 | Central | Single | 2014-10-17 |  | 2014-10-17 | Open
DC | Davie | Daniel Solar, LLC |  | Distribution | QTY 21,280 The Utility 305 Watt Module TSM-PD14 | 6490.4 | Solar | Non-Residential | 493 Daniel Rd | Mocksville | NC | 27028 | Pending | PP-N NC - Non-Hydroelectric Qualifying Facilities | Carolinas |  | Pending | Photovoltaic |  | 5001 | Southern | 3-phase | 2015-03-13 |  | 2015-03-13 | Open
DC | Jackson | Steve Crews |  | Distribution | QTY: 2 Sunmodule 265 |  | Solar | Residential | 41 Mountain Range Dr. | Whittier | NC | 28789 | Approved | NM-NC Net Metering | Carolinas | 2014-06-24 | Connected | Photovoltaic |  | 0.43 | Southern | Single | 2014-05-20 | 2014-06-19 | 2014-05-20 | Executed
DC | Pinellas | Cynthia Mastry | 120/240 | Distribution | Qty 21 Solar World 285W Solar Panels | 5.99 | Solar | Residential | 6435 28th Ave N | St Petersburg | FL | 33710 | Approved | NM-FL Net Metering | FL | 2015-06-09 | Connected | Photovoltaic |  | 5.087 | South Coastal | Single | 2015-06-02 |  | 2015-06-02 | Executed
DC | BOONE | DANIEL WILSON | 120/240 |  | eighteen 130-W Kyocera KC130 solar panels | 2.34 | Solar | Residential | 900 STARKEY RD | ZIONSVILLE | IN | 46077 | Approved | Net Metering - Standard Contract Rider No. 57 | IN | 2008-08-22 | Connected | Photovoltaic |  | 2 | North | Single |  |  |  | Executed
DC | Chatham | Danielle Carr | 120/240 |  |  | 2.25 | Solar | Residential | 243 Bingham Ridge Dr. | Pittsboro | NC | 27312 | Approved | NC CSP-Cogeneration and Small Power Producer-Sell All | PEC Carolinas | 2008-07-09 | Connected | Photovoltaic |  | 1.8 | Northern | Single | 2012-10-18 |  |  | Executed
DC | ORANGE | Cynthia Molle |  | Distribution |  | 6.63 | Solar | Residential | 8013 WESTMINSTER ABBEY BLVD | ORLANDO | FL | 32835 | Approved | NM-FL Net Metering | FL | 2014-05-13 | Connected | Photovoltaic |  | 5.636 | South Central |  | 2014-09-10 |  |  | Executed
DC | Durham | Danielle Seaman | 120/240 | Distribution |  | 4.62 | Solar | Residential | 1612 Bivins St | Durham | NC | 27707 | Pending | PP-N NC - Non-Hydroelectric Qualifying Facilities | Carolinas |  | Pending | Photovoltaic |  | 4.62 | Northern | Single | 2014-07-17 |  | 2014-07-17 | Open
DC | Jackson/Swain | Steve Crews | 120/240 | Distribution | QTY: 16 Sunmodule 265 | 4.24 | Solar | Residential | 41 Mountain Range Dr. | Whittier | NC | 28789 | Approved | NM-NC Net Metering | Carolinas | 2014-06-24 | Connected | Photovoltaic |  | 3.44 | Southern | Single | 2014-05-16 | 2014-06-19 | 2014-05-16 | Executed
DC | Volusia | Cynthia Roberts |  | Distribution |  | 3.15 | Solar | Residential | 1373 LONGLEY PL | Deland | FL | 32724 | Approved | NM-FL Net Metering | FL | 2009-07-23 | Connected | Photovoltaic |  | 2.678 | North Central |  | 2014-09-10 |  |  | Executed
DC | Lake | Cynthia Vanhise |  | Distribution |  | 9.87 | Solar | Residential | 16805 PERU RD | UMATILLA | FL | 32784 | Approved | NM-FL Net Metering | FL | 2012-07-16 | Connected | Photovoltaic |  | 8.39 | North Central |  | 2014-09-10 |  |  | Executed
DC | Chatham | Danny Keck | 120/240 | Distribution | QTY 32 REC Peak BLK 260 Watt Panels | 8.32 | Solar | Residential | 740 Charlie Cooper Rd | Siler City | NC | 27344 | Pending | NC NM-Net Metering for Renewable Energy Facilities | PEC Carolinas |  | Pending | Photovoltaic |  | 8 | Northern | Single | 2015-05-04 |  | 2015-05-04 | Open
DC | Greenville | Steve Collins | 120/240 | Distribution | Qty 60 SW 280 Mono | 12.94 | Solar | Residential | 28 Debonair Way | Simpsonville | SC | 29681 | Approved | NM-SC Net Metering | Carolinas | 2014-08-08 | Connected | Photovoltaic |  | 12.94 | Southern | Single | 2014-07-07 | 2014-07-30 | 2014-07-07 | Executed
DC | Pinellas | D Heitzmann-Weiter |  | Distribution |  | 4.6 | Solar | Residential | 1026 COUNTRY CLUB RD N | St Petersburg | FL | 33710 | Approved | NM-FL Net Metering | FL | 2011-08-12 | Connected | Photovoltaic |  | 3.91 | South Coastal |  | 2014-09-10 |  |  | Executed
DC | Highlands | D Morgan-Morton |  | Distribution |  | 6 | Solar | Residential | 4550 LAKEVIEW DR *LITE | Sebring | FL | 33870 | Approved | NM-FL Net Metering | FL | 2009-07-23 | Connected | Photovoltaic |  | 5.1 | South Central |  | 2014-09-10 |  |  | Executed
DC | Durham | Stephen Wilson | 120/240 | Distribution | QTY 16 LG 290 Mono X Panels | 4.64 | Solar | Residential | 2523 Pickett Rd | Durham | NC | 27705 | Approved | NM-NC Net Metering | Carolinas | 2014-01-23 | Connected | Photovoltaic |  | 4 | Northern | Single | 2014-01-15 | 2014-01-21 | 2014-01-15 | Executed
DC | Guilford | Stephen P Peeler | 120/240 | Distribution |  | 5.5 | Solar | Residential | 5900 Highland Grove Dr | Summerfield | NC | 27538 | Approved | NM-NC Net Metering | Carolinas | 2014-10-31 | Connected | Photovoltaic |  | 5 | Northern | Single | 2014-09-15 | 2014-10-28 | 2014-09-15 | Executed
DC | Seminole | Dale A Briggs | 120/240 | Distribution | Qty 20 Solar World 270W Solar Panels | 5.4 | Solar | Residential | 1210 John Lord St | Sanford | FL | 32773 | Approved | NM-FL Net Metering | FL | 2015-04-27 | Connected | Photovoltaic |  | 4.59 | North Central | Single | 2015-04-22 |  | 2015-04-22 | Executed
DC |  | Dale A Hepfer | 120/240 | Distribution | Twenty-Eight 240 Watt Schott Perform Solar Panels | 6.72 | Solar | Residential | 640 W Fairway Ln | Bloomington | IN | 47403 | Approved | Net Metering - Standard Contract Rider No. 57 | IN | 2012-01-30 | Connected | Photovoltaic |  | 6.02 | Southern | Single | 2012-01-04 |  | 2012-01-04 | Executed
DC |  | Darlington County Schools |  |  |  | 5.25 | Solar | Non-Residential | 102 Park Street | Darlington | SC | 11111 | Approved | SC CSP-Cogeneration and Small Power Producer-Sell All | PEC Carolinas | 2011-10-21 | Connected | Photovoltaic |  | 4.2 | Northern |  | 2012-10-18 |  |  | Executed
DC | Darlington | Darlington Solar LLC |  | Transmission | QTY 52,000 Canadian Solar CS6X | 15600 | Solar | Non-Residential | E Billy Farrow Hwy | Darlington | SC | 29532 | Pending | PP-SC Purchased Power | PEC Carolinas |  | Pending | Photovoltaic |  | 20259.74 | Southern | 3-phase | 2014-09-08 |  | 2014-09-08 | Open
DC |  | Dale Irvin | 120/240 | Distribution | fourteen 250-W Axitec AXI AC 250P156 solar panels | 3.5 | Solar | Residential | 5174 W. County Road 450 S. | Holton | IN | 47023 | Approved | Net Metering - Standard Contract Rider No. 57 | IN | 2013-12-09 | Connected | Photovoltaic |  | 3.5 | Southern | Single | 2013-11-07 |  | 2013-11-07 | Executed
DC | Hamilton | Dale Wilkey | 120/240 | Distribution | seven 240-watt Sunmodule SW 240 solar modules | 1.68 | Solar | Residential | 4307 Stone Meadow Dr | Hamilton | OH | 45011 | Approved | Rider NM - Net Metering Rider - OH | OH/KY | 2012-03-29 | Connected | Photovoltaic |  | 1.505 | South | Single | 2012-03-19 |  | 2012-03-19 | Executed
DC | Volusia | Damian King |  | Distribution |  | 8.2 | Solar | Residential | 75 VIRGINIA AVE | DELAND | FL | 32724 | Approved | NM-FL Net Metering | FL | 2011-11-15 | Connected | Photovoltaic |  | 6.97 | North Central |  | 2014-09-10 |  |  | Executed
DC | ORANGE | Damian Meza |  | Distribution |  | 8.33 | Solar | Residential | 10701 WILLOW RIDGE LOOP | ORLANDO | FL | 32825 | Approved | NM-FL Net Metering | FL | 2013-12-10 | Connected | Photovoltaic |  | 7.081 | South Central |  | 2014-09-10 |  |  | Executed
DC | BUTLER | DARRELL STACHLER | single |  | twelve 175-W Suntech Black Label 175S-24/Ab-1 solar panels | 2.1 | Solar | Residential | 7895 SUMMERLIN BLVD | MIDDLETOWN | OH | 45044 | Approved | Rider NM - Net Metering Rider - OH | OH/KY | 2010-12-03 | Connected | Photovoltaic |  | 2.1 | South | 120/240 |  |  |  | Executed
DC | Wake | Darren Dasburg | 120/240 |  |  | 4.81 | Solar | Residential | 320 Devonhall Lane | Cary | NC | 27511 | Approved | NC CSP-Cogeneration and Small Power Producer-Sell All | PEC Carolinas | 2010-09-13 | Connected | Photovoltaic |  | 3.85 | Northern | Single | 2012-10-18 |  |  | Executed
DC | Citrus | Dan Garlepp |  | Distribution |  | 5.52 | Solar | Residential | 7598 W FAIRVIEW CT | Crystal River | FL | 34429 | Approved | NM-FL Net Metering | FL | 2012-07-26 | Connected | Photovoltaic |  | 4.692 | North Coastal |  | 2014-09-10 |  |  | Executed
DC | Pinellas | Dan A Knellinger DMD | 120/240 | Distribution | Axitec AC-250P/156-605 | 22 | Solar | Residential | 1970 Bee Pond Rd | Palm Harbor | FL | 34683 | Approved | NM-FL Net Metering | FL | 2014-10-02 | Connected | Photovoltaic |  | 18.7 | South Coastal | Single | 2014-09-17 |  | 2014-09-17 | Executed
DC | Orange | Dan Ammar |  | Distribution |  | 9 | Solar | Residential | 7054 HORIZON CIR | WINDERMERE | FL | 34786 | Approved | NM-FL Net Metering | FL | 2012-04-16 | Connected | Photovoltaic |  | 7.65 | South Central |  | 2014-09-10 |  |  | Executed
DC | CLARK | DATHAO BALMOREZ | 120/240 |  | nine 180-W TrinaSolar TSM-DA01 solar modules | 1.62 | Solar | Residential | 334 MARKET ST W | JEFFERSONVILLE | IN | 47130 | Approved | Net Metering - Standard Contract Rider No. 57 | IN | 2010-07-12 | Connected | Photovoltaic |  | 1.62 | Southeast | Single |  |  |  | Executed
DC | Hamilton | Dava L & Joshua Brown | 120/240 | Distribution | twenty-two 300-W LG MonoX Neon LG300N1C-G3 solar panels | 6.6 | Solar | Residential | 110 Rush Ct | Fishers | IN | 46038 | Approved | Net Metering - Standard Contract Rider No. 57 | IN |  | Pending Meter Set | Photovoltaic |  | 6.6 | Northern | Single | 2015-06-02 |  | 2015-06-02 | Open
DC | ORANGE | Dan Vincent |  | Distribution |  | 8 | Solar | Residential | 1433 MARAVILLOSO LOOP | WINDERMERE | FL | 34786 | Approved | NM-FL Net Metering | FL | 2014-01-23 | Connected | Photovoltaic |  | 6.8 | South Central |  | 2014-09-10 |  |  | Executed
DC | Highlands | Dave G Mahaffey | 120/240 | Distribution | Sharp | 5.6 | Solar | Residential | 803 Triumph Dr | Sebring | FL | 33872 | Pending | NM-FL Net Metering | FL |  | Pending | Photovoltaic |  | 4.76 | South Central | Single | 2014-10-08 |  | 2014-10-08 | Open
DC | Highlands | Dan Carrington |  | Distribution |  | 2.5 | Solar | Residential | 5797 MATANZAS DR | SEBRING | FL | 33872 | Approved | NM-FL Net Metering | FL | 2013-01-30 | Connected | Photovoltaic |  | 2.125 | South Central |  | 2014-09-10 |  |  | Executed
DC | Franklin | Dan Garlick |  | Distribution |  | 5.32 | Solar | Residential | 154 BAY AVE | Apalachicola | FL | 32320 | Approved | NM-FL Net Metering | FL | 2010-04-27 | Connected | Photovoltaic |  | 4.522 | North Coastal |  | 2014-09-10 |  |  | Executed
DC | Franklin | Dan Garlick - NonRes |  | Distribution |  | 25.08 | Solar | Non-Residential | 264 Airport Road | Apalachicola | FL | 32329 | Approved | NM-FL Net Metering | FL | 2008-08-08 | Connected | Photovoltaic |  | 21.318 | North Coastal |  | 2014-09-10 |  |  | Executed
DC | Orange | Dan Hartman |  | Distribution |  | 5.84 | Solar | Residential | 534 ENGLISH LAKE DR | Winter Garden | FL | 34787 | Approved | NM-FL Net Metering | FL | 2010-06-29 | Connected | Photovoltaic |  | 4.964 | South Central |  | 2014-09-10 |  |  | Executed
DC | Mecklenburg | Stephen O Akerele | 120/240 | Distribution | Qty 8 ReneSola Virtus II 250W | 2 | Solar | Residential | 324 Minitree Ln | Charlotte | NC | 28214 | Approved | NM-NC Net Metering | Carolinas | 2015-04-17 | Connected | Photovoltaic |  | 1.72 | Central | Single | 2014-12-30 | 2015-04-15 | 2014-12-30 | Executed
DC | Buncombe | David A Erb | 120/240 | Distribution | Qty 21 SolarWorld SW 280 w pv modules | 5.88 | Solar | Residential | 22 Sandon Dr | Asheville | NC | 28804 | Pending | NC NM-Net Metering for Renewable Energy Facilities | PEC Carolinas |  | Pending | Photovoltaic |  | 5 | Western | Single | 2015-04-06 |  | 2015-04-06 | Open
DC | HOWARD | DAVID A ROSS | 120/240 |  | Skystream 3.7 wind turbine | 2.4 | Wind | Residential | 9917 00 NS E | GREENTOWN | IN | 46936 | Approved | Net Metering - Standard Contract Rider No. 57 | IN | 2010-04-16 | Connected | Turbine |  | 2.4 | North | Single |  |  |  | Executed
DC | Mecklenburg | Stephen J Valder | 120/240 | Distribution | Qty 30 250W Solarworld Solar Panels | 7.5 | Solar | Residential | 1621 Allen St | Charlotte | NC | 28205 | Approved | NM-NC Net Metering | Carolinas | 2014-10-01 | Connected | Photovoltaic |  | 9.74 | Central | Single | 2014-09-04 | 2014-09-26 | 2014-09-04 | Executed
DC |  | Dan Neyer | 120/240 | Distribution | Twenty Four 180 Watt Mono Crystalline Solar Panels | 4.32 | Solar | Residential | 86 Watch Hill Lane | Newport | KY | 41071 | Approved | Rider NM - Net Metering Rider - KY | OH/KY | 2012-01-11 | Connected | Photovoltaic |  | 6 | North | Single | 2012-01-06 |  | 2012-01-06 | Executed
DC | Durham | Stephen Gibson | 120/240 | Distribution | (16) Suniva Optimus OPT255.60-4.1BO | 4.08 | Solar | Residential | 2006 Hillock Place | Durham | NC | 27712 | Approved | NM-NC Net Metering | Carolinas | 2014-01-15 | Connected | Photovoltaic |  | 3.44 | Northern | Single | 2013-12-09 | 2014-01-13 | 2013-12-09 | Executed
DC | Orange | Dan Traficante | 120/240 | Distribution | SR-14-0133B | 10 | Solar | Residential | 7660 Lake Angelina Dr | Mount Dora | FL | 32757 | Approved | NM-FL Net Metering | FL | 2014-10-06 | Connected | Photovoltaic |  | 8.5 | North Central | Single | 2014-10-09 |  | 2014-10-09 | Executed
DC | Iredell | Stephen Frye | 120/240 | Distribution | 7 LG 235W Solar Panels | 1.65 | Solar | Residential | 142 Castle Creek Rd | Statesville | NC | 28625 | Approved | NM-NC Net Metering | Carolinas | 2012-06-18 | Connected | Photovoltaic |  | 1.51 | Northern | Single | 2012-05-24 |  | 2012-05-24 | Executed
DC | Rockingham | Stephen D Knowlton MD | 120/240 | Distribution | Qty 20 SW Mono Black 275W Solar Panels | 5.5 | Solar | Non-Residential | 601 W Harriston St | Reidsville | NC | 27320 | Approved | NM-NC Net Metering | Carolinas | 2015-05-15 | Connected | Photovoltaic |  | 5 | Northern | Single | 2015-03-18 | 2015-05-12 | 2015-03-18 | Executed
DC | Lee | Dana Sullivan | 120/240 | Distribution | Qty 27 SunEdison Silvantis F260 Modules | 7.02 | Solar | Residential | 105 Jim Gordon Dr | Sanford | NC | 27330 | Approved | NM-NC Net Metering | PEC Carolinas | 2014-01-14 | Connected | Photovoltaic |  | 6 | Southern | Single | 2013-11-11 |  | 2013-11-11 | Executed
DC | Orange | Danae L Jackson | 120/240 | Distribution | Qty 32 Solar World 250W Solar Panels | 8 | Solar | Residential | 2111 Edmands Pl | Apopka | FL | 32703 | Approved | NM-FL Net Metering | FL | 2015-04-27 | Connected | Photovoltaic |  | 6.8 | North Central | Single | 2015-04-22 |  | 2015-04-22 | Executed
DC | Buncombe | David and Jessica Bruner | 120/240 | Distribution |  |  | Solar | Residential | 43 Winthrop Rd | Asheville | NC | 28806 | Pending | NM-NC Net Metering | PEC Carolinas |  | Pending | Photovoltaic |  |  | Western | Single | 2015-01-13 |  | 2015-01-13 | Open
DC | Seminole | Daniel Hale |  | Distribution |  | 11.22 | Solar | Residential | 325 SOUTHCOT DR | CASSELBERRY | FL | 32707 | Approved | NM-FL Net Metering | FL | 2013-01-08 | Connected | Photovoltaic |  | 9.537 | North Central |  | 2014-09-10 |  |  | Executed
DC |  | Daniel Abbott | 120/240 | Distribution | twenty-five Suniva 260-W solar panels | 6.5 | Solar | Residential | 3156 Wolf Run Ct. | Cincinnati | OH | 45244 | Approved | Rider NM - Net Metering Rider - OH | OH/KY | 2013-05-23 | Connected | Photovoltaic |  | 5.375 | East | Single | 2013-05-17 |  | 2013-05-17 | Executed
DC | Burke | Stephen Coutu | 120/240 | Distribution |  | 3.68 | Solar | Residential | 1451 Duckworth St | Morganton | NC | 28655 | Approved | NM-NC Net Metering | Carolinas | 2011-12-09 | Connected | Photovoltaic |  | 3.04 | Central | Single | 2011-10-18 |  | 2011-10-18 | Executed
DC |  | David Ausman | 120/240 |  | eight Suniva 250-W solar modules | 2 | Solar | Residential | 1023 Richey Rd | Felicity | OH | 45120 | Approved | Rider NM - Net Metering Rider - OH | OH/KY | 2013-01-21 | Connected | Photovoltaic |  | 1.72 | North | Single | 2013-01-10 |  | 2013-01-10 | Executed
DC | Durham | Stephen M. Beatrous | 120/240 | Distribution | QTY: 18 Eopply 240 | 4.32 | Solar | Residential | 5500 Lockridge Rd. | Durham | NC | 27705 | Approved | NM-NC Net Metering | Carolinas | 2014-01-21 | Connected | Photovoltaic |  | 3.87 | Northern | Single | 2013-12-05 | 2014-01-17 | 2013-12-05 | Executed
DC | Durham | Stephen A. Thomson | 120/240 | Distribution |  | 2.04 | Solar | Residential | 8321 Fayetteville Rd | Durham | NC | 27713 | Approved | NM-NC Net Metering | Carolinas | 2007-12-28 | Connected | Photovoltaic |  | 2.04 | Northern | Single | 2011-04-07 |  | 2015-02-26 | Executed
DC |  | Daniel Caskey | 120/240 | Distribution | sixteen REC Peak Energy BLK 245W modules | 3.92 | Solar | Residential | 3815 Erie Ave | Cincinnati | OH | 45208 | Approved | Rider NM - Net Metering Rider - OH | OH/KY | 2012-07-26 | Connected | Photovoltaic |  | 3.44 | East | Single | 2012-07-05 |  | 2012-07-05 | Executed
DC | Buncombe | Daniel Casse | 120/240 | Distribution | Qty 254 (12.5 Watt) Dow Powerhouse Solar Shingles | 3.18 | Solar | Residential | 57 Woodland Rd | Asheville | NC | 28804 | Approved | NC NM-Net Metering for Renewable Energy Facilities | PEC Carolinas | 2014-11-14 | Connected | Photovoltaic |  | 4.123 | Western | Single | 2014-07-24 |  | 2014-07-24 | Executed
DC | Durham | Stephanie Diguiseppi | 120/240 | Distribution |  | 4 | Solar | Residential | 3003 Umstead Road | Durham | NC | 27712 | Approved | NM-NC Net Metering | Carolinas | 2012-01-04 | Connected | Photovoltaic |  | 3.66 | Northern | Single | 2011-11-16 |  | 2011-11-16 | Executed
DC | Pinellas | Daniel Frey |  | Distribution |  | 10 | Solar | Residential | 404 1ST AVENUE SOUTH | ST. PETERSBURG | FL | 33715 | Approved | NM-FL Net Metering | FL | 2013-10-30 | Connected | Photovoltaic |  | 8.5 | South Coastal |  | 2014-09-10 |  |  | Executed
DC | Lake | Daniel D Gorden | 120/240 | Distribution | Trilogy Lot 2143 | 7 | Solar | Residential | 165 Bayou Bend Rd, Solar Power | Groveland | FL | 34736 | Approved | NM-FL Net Metering | FL | 2014-08-30 | Connected | Photovoltaic |  | 5.95 | South Central | Single | 2014-09-28 |  | 2014-09-28 | Executed
DC | Orange | David Birkhead | 120/240 | Distribution |  | 2 | Solar | Residential | 1009 Starfield Circle | Hillsborough | NC | 27278 | Approved | PP-N NC - Non-Hydroelectric Qualifying Facilities | Carolinas | 2013-02-08 | Cancelled | Photovoltaic | Birkhead Photovoltaic Installation | 2 | Northern | Single | 2011-04-07 |  | 2006-09-17 | Cancelled
DC | Nash | David Box | 120/240 |  |  | 5.63 | Solar | Residential | 900 Kelly Drive | Nashville | NC | 27856 | Approved | NC CSP-Cogeneration and Small Power Producer-Sell All | PEC Carolinas | 2010-02-24 | Connected | Photovoltaic |  | 4.5 | Northern | Single | 2012-10-18 |  |  | Executed
DC | Buncombe | Daniel Dudde | 120/240 | Distribution | Qty 14 (275 Watt) SolarWorld SW 275 Mono PV Modules | 3.85 | Solar | Residential | 93 River Walk Dr | Ashville | NC | 28804 | Approved | NC NM-Net Metering for Renewable Energy Facilities | PEC Carolinas | 2015-05-18 | Connected | Photovoltaic |  | 3.8 | Western | Single | 2015-03-19 |  | 2015-03-19 | Executed
DC | Mecklenburg | Stephanie Campbell | 120/240 | Distribution | qty 18: Sunmodule Plus SW 270W mono Blk solar panels | 4.86 | Solar | Residential | 9014 Dartmoor Pl | Charlotte | NC | 28227 | Approved | NM-NC Net Metering | Carolinas | 2015-06-12 | Connected | Photovoltaic |  | 4.5 | Central | Single | 2015-04-29 | 2015-05-22 | 2015-04-29 | Executed
DC | Durham | Star Solar, LLC |  | Distribution | Qty 21780 (285 Watt) Trina TSM-285 PA14 | 6207.3 | Solar | Non-Residential | 5521 Red Mill Rd | Durham | NC | 27704 | Approved | PP-N NC - Non-Hydroelectric Qualifying Facilities | Carolinas |  | Under Construction | Photovoltaic |  | 5000 | Northern | 3-phase | 2013-01-11 |  | 2013-01-11 | Open
DC | Gaston | Stanley United Methodist |  | Distribution | (20) Solarworld 250 Mono | 5 | Solar | Non-Residential | 5481 Hickory Grove Rd | Stanley | NC | 28164 | Approved | NM-NC Net Metering | Carolinas | 2014-01-16 | Connected | Photovoltaic |  | 5 | Central | Single | 2013-07-26 | 2014-01-14 | 2013-08-14 | Executed
DC | Orange | Daniel Fennell | 120/240 | Distribution |  | 5.13 | Solar | Residential | 8008 KING PALM CIR | Kissimmee | FL | 34747 | Approved | NM-FL Net Metering | FL | 2014-10-21 | Connected | Photovoltaic |  | 4.36 | South Central | Single | 2014-10-16 |  | 2014-10-16 | Executed
DC | Orange | Stanley D. Chamberlain | 120/240 | Distribution |  | 8.6 | Solar | Residential | 643 Brookview Dr | Chapel Hill | NC | 27514 | Approved | PP-N NC - Non-Hydroelectric Qualifying Facilities | Carolinas | 2009-10-06 | Connected | Photovoltaic | Chamberlain PV Installation | 8.6 | Northern | Single | 2011-04-07 |  | 2009-09-15 | Executed
DC | Moore | Daniel G Barbee | 120/240 | Distribution | 8 Solarworld 265 | 2.12 | Solar | Residential | 125 W Hedgelawn Way | Southern Pines | NC | 28387 | Approved | NC NM-Net Metering for Renewable Energy Facilities | PEC Carolinas | 2015-03-17 | Connected | Photovoltaic |  | 1.63 | Southern | Single | 2014-12-10 |  | 2014-12-10 | Executed
DC | ORANGE | Daniel Garcia |  | Distribution |  | 3.78 | Solar | Residential | 2022 Blackbird Dr | APOPKA | FL | 32703 | Approved | NM-FL Net Metering | FL | 2014-08-06 | Connected | Photovoltaic |  | 3.213 | North Central |  | 2014-09-10 |  |  | Executed
DC | Surry | St. Stephen Catholic Church | 240y/120 High Leg | Distribution |  | 5.44 | Solar | Non-Residential | 101 Hawthorne Road | Elkin | NC | 28621 | Approved | SCG-NC Small Customer Generator Rider | Carolinas | 2011-03-18 | Connected | Photovoltaic |  | 5 | Northern | 3-phase | 2011-05-16 |  | 2011-03-01 | Executed
DC | Orange | Daniel Mcparland |  | Distribution |  | 4.71 | Solar | Residential | 2719 COVENTRY LN | Ocoee | FL | 34761 | Approved | NM-FL Net Metering | FL | 2010-04-23 | Connected | Photovoltaic |  | 4.004 | South Central |  | 2014-09-10 |  |  | Executed
DC | CHATHAM | David Daiker | 120/240 |  |  | 4.5 | Solar | Residential | 1025 Gallup Road | Chapel Hill | NC | 27514 | Approved | NC CSP-Cogeneration and Small Power Producer-Sell All | PEC Carolinas | 2010-03-11 | Connected | Photovoltaic |  | 3.6 | Northern | Single | 2012-10-18 |  |  | Executed
DC | New Hanover | Daniel Kinateder - Marsteller St |  | Distribution |  | 0 | Solar | Non-Residential | 1508 Marstellar Street | Wilmington | NC | 28401 | Approved | NC NM-Net Metering for Renewable Energy Facilities | PEC Carolinas | 2012-08-01 | Connected | Photovoltaic |  | 2000 | Eastern | 3-phase | 2012-10-18 |  |  | Executed
DC | Durham | Srishti Garvey | 120/240 | Distribution | QTY: 12 REC 250 W | 3 | Solar | Residential | 2021 Walnut St | Durham | NC | 27705 | Approved | NM-NC Net Metering | Carolinas | 2014-05-30 | Connected | Photovoltaic |  | 3 | Northern | Single | 2014-05-05 | 2014-05-23 | 2014-05-05 | Executed
DC | Wake | David Drooz | 120/240 |  |  | 2.88 | Solar | Residential | 1606 Scales Street | Raleigh | NC | 27608 | Approved | NC CSP-Cogeneration and Small Power Producer-Sell All | PEC Carolinas | 2008-08-06 | Superseded | Photovoltaic |  | 2.3 | Northern | Single | 2012-10-18 |  |  | Superceded
DC | Guilford | Sreeram Makam | 120/240 | Distribution | Qty 12 LG300N1C-G3 MonoX Solar PV Modules | 3.6 | Solar | Residential | 7600 Cedar Chase Dr. | Greensboro | NC | 27455 | Approved | NM-NC Net Metering | Carolinas | 2015-05-19 | Connected | Photovoltaic |  | 2.88 | Northern | Single | 2015-02-12 | 2015-05-15 | 2015-02-12 | Executed
DC | ORANGE | Daniel Medina |  | Distribution |  | 6.5 | Solar | Residential | 4729 TARFLOWER LN | ORLANDO | FL | 32829 | Approved | NM-FL Net Metering | FL | 2014-01-09 | Connected | Photovoltaic |  | 5.525 | South Central |  | 2014-09-10 |  |  | Executed
DC | Forsyth | Spencer Yost | 120/240 | Distribution | 20 Siliken 245W Solar Modules | 4.9 | Solar | Residential | 3160 MacBrandon Lane | Pfafftown | NC | 27040 | Approved | PP-N NC - Non-Hydroelectric Qualifying Facilities | Carolinas | 2012-06-29 | Connected | Photovoltaic | Yost PV Installation | 4 | Northern | Single | 2012-05-31 |  | 2012-05-31 | Executed
DC | VOLUSIA | Daniel Gonzales |  | Distribution |  | 10 | Solar | Residential | 1925 MONTEREY DR | DELTONA | FL | 32738 | Approved | NM-FL Net Metering | FL | 2014-02-06 | Connected | Photovoltaic |  | 8.5 | North Central |  | 2014-09-10 |  |  | Executed
DC | Spartanburg | Spartanburg County Parks Dept | 480Y/277 | Distribution | Ten (200 Watt) Trina- TSM-PC05 Solar Panels | 2.2 | Solar | Non-Residential | 285 Gano DR | Reidville | SC | 29375 | Approved | NM-SC Net Metering | Carolinas | 2012-06-25 | Connected | Photovoltaic |  | 2.2 | Southern | 3-phase | 2012-02-07 |  | 2012-02-07 | Executed
DC | Pinellas | Daniel P Beasley | 120/240 | Distribution | Renesola | 1 | Solar | Residential | 11172 MAXTON WAY | Pinellas Park | FL | 33782 | Approved | NM-FL Net Metering | FL | 2014-12-11 | Connected | Photovoltaic |  | 0.85 | South Coastal | Single | 2014-12-15 |  | 2014-12-15 | Executed
DC | Transylvania | David E. Shi | 120/240 | Distribution |  | 3.36 | Solar | Residential | 159 Red Maple Ln | Pisgah Forest | NC | 28768 | Approved | PP-N NC - Non-Hydroelectric Qualifying Facilities | Carolinas | 2010-12-22 | Superseded | Photovoltaic | Shi PV Installation | 5.16 | Southern | Single | 2011-07-26 |  | 2008-03-19 | Superceded
DC | Transylvania | David E. Shi | 120/240 | Distribution |  | 1.8 | Solar | Residential | 159 Red Maple Ln | Pisgah Forest | NC | 28768 | Approved | PP-N NC - Non-Hydroelectric Qualifying Facilities | Carolinas | 2008-04-25 | Cancelled | Photovoltaic | Shi PV Installation | 5.16 | Southern | Single | 2011-04-07 |  | 2010-12-03 | Cancelled
DC | Orange | Daniel Chesire |  | Distribution |  | 9.4 | Solar | Residential | 2018 WINTERMERE POINTE DR | WINTER GARDEN | FL | 34787 | Approved | NM-FL Net Metering | FL | 2012-04-30 | Connected | Photovoltaic |  | 7.99 | South Central |  | 2014-09-10 |  |  | Executed
DC | Surry | SouthData, Inc. | 120/240 | Distribution |  | 9.87 | Solar | Non-Residential | 201 Technology Lane | Mount Airy | NC | 27030 | Approved | PP-N NC - Non-Hydroelectric Qualifying Facilities | Carolinas | 2011-04-29 | Connected | Photovoltaic | SouthData PV Installation | 9.87 | Northern | Single | 2011-05-16 |  | 2011-03-22 | Executed
DC | Greenville | South Greenville Fire District #5 | 120/240 | Distribution | 84 (240 Watt) Sharp PV Modules | 20.16 | Solar | Non-Residential | 1820 Old Grove Road | Piedmont | SC | 29673 | Approved | NM-SC Net Metering | Carolinas | 2012-10-11 | Connected | Photovoltaic |  | 19.4 | Southern | Single | 2012-08-03 | 2012-09-12 | 2012-08-03 | Executed
DC | Volusia | Daniel Dieguez |  | Distribution |  | 5 | Solar | Residential | 1962 N MERRICK DR | Deltona | FL | 32738 | Approved | NM-FL Net Metering | FL | 2010-08-30 | Connected | Photovoltaic |  | 4.25 | North Central |  | 2014-09-10 |  |  | Executed
DC | Wake | David F. Abell | 120/240 |  |  | 3.88 | Solar | Residential | 116 Trails End Court | Raleigh | NC | 27614 | Approved | NC CSP-Cogeneration and Small Power Producer-Sell All | PEC Carolinas | 2009-10-16 | Superseded | Photovoltaic |  | 3.1 | Northern | Single | 2012-10-18 |  |  | Superceded
DC | Pinellas | Daniel R Trembulak | 120/240 | Distribution | SW Ephase | 5.6 | Solar | Residential | 10514 95TH ST | Largo | FL | 33777 | Approved | NM-FL Net Metering | FL | 2014-12-29 | Connected | Photovoltaic |  | 4.76 | South Coastal | Single | 2014-12-21 |  | 2014-12-21 | Executed
DC | Seminole | Daniel Rothbaum |  | Distribution |  | 7.54 | Solar | Residential | 3414 FOXMEADOW CT | Longwood | FL | 32779 | Approved | NM-FL Net Metering | FL | 2010-07-28 | Connected | Photovoltaic |  | 6.409 | North Central |  | 2014-09-10 |  |  | Executed
DC | Orange | Daniel Wagner | 120/240 | Distribution | Qty 40 Canadian CS6P 255W Solar Panels | 10.2 | Solar | Residential | 1765 Dunedin Dr | Tavares | FL | 32778 | Approved | NM-FL Net Metering | FL | 2015-04-15 | Connected | Photovoltaic |  | 8.67 | North Central | Single | 2015-04-10 |  | 2015-04-10 | Executed
DC | Cleveland | Sophie Solar, LLC | 12,470Y/7,200 | Distribution | Qty 26040 (Jinko JKM 235P) 235 Watt | 6119.4 | Solar | Non-Residential | 3495 Lattimore Road | Mooresboro | NC | 28114 | Approved | PP-N NC - Non-Hydroelectric Qualifying Facilities | Carolinas |  | Under Construction | Photovoltaic |  | 4500 | Central | 3-phase | 2012-09-12 |  | 2012-09-12 | Open
DC | Pinellas | Danielle Schwartz | 120/240 | Distribution | Qty 20 SW275W-Solar Panels | 5.5 | Solar | Residential | 12052 100th Ave | Seminole | FL | 33772 | Approved | NM-FL Net Metering | FL | 2015-02-02 | Connected | Photovoltaic |  | 4.68 | South Coastal | Single | 2015-01-28 |  | 2015-01-28 | Executed
DC | Pinellas | Danielle White | 120/240 | Distribution | Qty 36 Solar World SW 285W Solar Panels | 10.26 | Solar | Residential | 6131 Rockross Ave | New Port Richey | FL | 34655 | Approved | NM-FL Net Metering | FL | 2015-04-15 | Connected | Photovoltaic |  | 8.721 | South Coastal | Single | 2015-04-14 |  | 2015-04-14 | Executed
DC | Orange | Dann Mckee |  | Distribution |  | 2.11 | Solar | Residential | 4519 WINDERWOOD CIR | ORLANDO | FL | 32835 | Approved | NM-FL Net Metering | FL | 2012-10-17 | Connected | Photovoltaic |  | 1.794 | South Central |  | 2014-09-10 |  |  | Executed
DC | Catawba | Snyder Paper Corp | 480Y/277 | Distribution | Qty 2400 AT 250 Watt Solar Modules | 600 | Solar | Non-Residential | 250 26thSt Dr SE | Hickory | NC | 28602 | Approved | NM-NC Net Metering | Carolinas | 2014-11-21 | Connected | Photovoltaic |  | 440 | Central | 3-phase | 2014-09-02 | 2014-11-06 | 2014-09-02 | Executed
DC | Granville | David H Smith Jr | 120/240 | Distribution | qty 18: SunPower E327W solar panels | 5.89 | Solar | Residential | 2104 Queensway Ct Lot#12 | Creedmoor | NC | 27522 | Approved | NM-NC Net Metering | Carolinas |  | Pending Meter Set | Photovoltaic |  | 5 | Northern | Single | 2015-04-21 | 2015-06-16 | 2015-04-21 | Open
DC | Pinellas | Danny Pownall | 120/240 | Distribution | Qty 39 Canadian CS6P 260W Solar Panels | 10.14 | Solar | Residential | 1784 Long Bow Ln | Clearwater | FL | 33764 | Approved | NM-FL Net Metering | FL | 2015-05-20 | Connected | Photovoltaic |  | 8.619 | South Coastal | Single | 2015-05-04 |  | 2015-05-04 | Executed
DC | Dearborn | Danny R Clem | 120/240 | Distribution | eighteen 250-W AXI AC 250P/156-60S photovoltaic modules | 4.5 | Solar | Residential | 9850 Cole Ln | Aurora | IN | 47001 | Approved | Net Metering - Standard Contract Rider No. 57 | IN | 2013-09-19 | Connected | Photovoltaic |  | 4.3 | Southern | Single | 2013-08-15 |  | 2013-08-15 | Executed
DC | Lake | Danny Shah |  | Distribution |  | 10 | Solar | Residential | 128 MADRONA DRIVE | EUSTIS | FL | 32726 | Approved | NM-FL Net Metering | FL | 2013-03-05 | Connected | Photovoltaic |  | 8.5 | North Central |  | 2014-09-10 |  |  | Executed
DC | Lake | Daphne Wagner |  | Distribution |  | 5.06 | Solar | Residential | 520 ROSE ST | UMATILLA | FL | 32784 | Approved | NM-FL Net Metering | FL | 2011-06-22 | Connected | Photovoltaic |  | 4.301 | North Central |  | 2014-09-10 |  |  | Executed
DC | WABASH | DAVID HIPPENSTEEL | 120/240 |  | thirty-six 230-W SolarWorld solar panels | 8.36 | Solar | Residential | 496 STATE ROAD 114 W | N MANCHESTER | IN | 46962 | Approved | Net Metering - Standard Contract Rider No. 57 | IN | 2010-04-28 | Connected | Photovoltaic |  | 8 | North | Single |  |  |  | Executed
DC | Orange | Darcy CapeHart | 120/240 | Distribution |  | 5.76 | Solar | Residential | 5526 W Lake Butler Rd | Windermere | FL | 34786 |  | NM-FL Net Metering | FL | 2014-03-19 | Connected | Photovoltaic |  | 4.896 | South Central | Single |  |  |  | Executed
DC | FLOYD | DAVID LEE ISAACS | 120/240 |  | twenty-two 200-W ESA200 solar modules | 4.4 | Solar | Residential | 106 OLD CORYDON RD | NEW ALBANY | IN | 47150 | Approved | Net Metering - Standard Contract Rider No. 57 | IN | 2009-12-14 | Connected | Photovoltaic |  | 4.4 | Southeast | Single |  |  |  | Executed
DC | LAKE | Darlene Brown |  | Distribution |  | 7.5 | Solar | Residential | 157 BAYOU BEND RD, SOLAR POWER | GROVELAND | FL | 34736 | Approved | NM-FL Net Metering | FL | 2014-07-21 | Connected | Photovoltaic |  | 6.375 | South Central |  | 2014-09-10 |  |  | Executed
DC | Mecklenburg | David J Didonato | 120/240 | Distribution | Qty 6 ReneSola Virtus II 250W Panels | 1.5 | Solar | Residential | 4650 Highcroft Ln | Charlotte | NC | 28269 | Pending | NM-NC Net Metering | Carolinas |  | Pending | Photovoltaic |  | 1.29 | Central | Single | 2015-01-16 |  | 2015-01-16 | Open
DC | SEMINOLE | Darlene Riley |  | Distribution |  | 1.82 | Solar | Residential | 426 EGRET PLACE DRIVE | WINTER GARDEN | FL | 34787 | Approved | NM-FL Net Metering | FL | 2013-07-11 | Connected | Photovoltaic |  | 1.547 | South Central |  | 2014-09-10 |  |  | Executed
DC |  | Darrell Boggess | 120/240 | Distribution | sixteen 240-W Schott solar panels | 3.84 | Solar | Residential | 3934 Saratoga Dr E | Bloomington | IN | 47408 | Approved | Net Metering - Standard Contract Rider No. 57 | IN | 2011-12-02 | Connected | Photovoltaic |  | 3.36 | Southern | Single | 2011-10-12 |  | 2011-10-12 | Executed
DC | Mecklenburg | Smitha Battini and Raja Chadalawada | 120/240 | Distribution | Qty 12 (250 Watt) Suniva 250W Panel | 3 | Solar | Residential | 10629 Knight Castle Dr | Charlotte | NC | 28277 | Approved | NM-NC Net Metering | Carolinas | 2015-06-03 | Connected | Photovoltaic |  | 2.58 | Central | Single | 2015-06-01 |  | 2015-06-01 | Executed
DC |  | Skip Steele | 120/240 | Distribution | 22 Sunpower x-21-335 | 7.37 | Solar | Residential | 977 Bess Chapel Church Rd | Cherryville | NC | 28021 | Approved | NM-NC Net Metering | Carolinas | 2013-10-14 | Connected | Photovoltaic |  | 6.4 | Central | Single | 2013-08-12 | 2013-10-09 | 2013-08-12 | Executed
DC | FLOYD | DAVID S JOCHIM | 120/240 |  | six 175-W Andalay solar panels | 1.05 | Solar | Residential | 3814 LAURENS CIR | NEW ALBANY | IN | 47150 | Approved | Net Metering - Standard Contract Rider No. 57 | IN | 2011-02-24 | Connected | Photovoltaic |  | 1.05 | Southeast | Single |  |  |  | Executed
DC | Forsyth | Simon G Atkins Community Development | 208Y/120 | Distribution |  | 10.1 | Solar | Non-Residential | 1922 S Martin Luther King Jr Drive Suite A | Winston Salem | NC | 27107 | Approved | NM-NC Net Metering | Carolinas | 2011-09-22 | Connected | Photovoltaic |  | 10 | Northern | 3-phase | 2011-08-05 |  | 2011-08-05 | Executed
DC | Guilford | Signature Place LLC | 208Y/120 | Distribution |  | 12.8 | Solar | Non-Residential | 3200 Northline Avenue | Greensboro | NC | 27408 | Approved | NM-NC Net Metering | Carolinas | 2011-12-21 | Connected | Photovoltaic |  | 12 | Northern | 3-phase | 2011-10-18 |  | 2011-10-18 | Executed
DC | Seminole | Darshan Patel |  | Distribution |  | 4.92 | Solar | Residential | 508 LEGACY PARK DR | Casselberry | FL | 32707 | Approved | NM-FL Net Metering | FL | 2010-03-30 | Connected | Photovoltaic |  | 4.182 | North Central |  | 2014-09-10 |  |  | Executed
DC | Hamilton | Darwin Brooks | 120/240 | Distribution | twenty 270-W Suniva Optimus OPT270-60-4-1B0 solar panels | 5.4 | Solar | Residential | 6612 Crull St | Cincinnati | OH | 45244 | Approved | Rider NM - Net Metering Rider - OH | OH/KY | 2014-10-29 | Connected | Photovoltaic |  | 5 | East | Single | 2014-09-05 |  | 2014-09-05 | Executed
DC | ORANGE | Dave Vanmarter |  | Distribution |  | 7.02 | Solar | Residential | 9113 LESWOOD STREET | ORLANDO | FL | 32825 | Approved | NM-FL Net Metering | FL | 2013-11-06 | Connected | Photovoltaic |  | 5.967 | South Central |  | 2014-09-10 |  |  | Executed
DC | Pinellas | Dave Hibberd |  | Distribution |  | 9.23 | Solar | Residential | 573 NORMANDY RD | MADEIRA BEACH | FL | 33708 | Approved | NM-FL Net Metering | FL | 2012-12-10 | Connected | Photovoltaic |  | 7.846 | South Coastal |  | 2014-09-10 |  |  | Executed
DC | Harnett | David Sianez | 120/240 | Distribution | QTY 8 SUNIVA 260 Optimus Solar Modules | 2.08 | Solar | Residential | 3545 Johnston County Rd | Angier | NC | 27501 | Approved | NC NM-Net Metering for Renewable Energy Facilities | PEC Carolinas | 2014-05-21 | Connected | Photovoltaic |  | 1.72 | Northern | Single | 2014-04-29 |  | 2014-04-29 | Executed
DC | Catawba | Sigmon Catawba Farm, LLC |  | Distribution | Qty 21660 (300 Watt) Canadian Solar CS6X-300wp | 6498 | Solar | Non-Residential | 2817 Sigmon Dairy Rd | Newton | NC | 28658 | Approved | PP-N NC - Non-Hydroelectric Qualifying Facilities | Carolinas | 2014-04-08 | Connected | Photovoltaic |  | 4950 | Central | 3-phase | 2012-11-19 |  | 2012-11-19 | Executed
DC | Marion | David A Cwik | 120/240 | Distribution | Solar Array | 7.14 | Solar | Residential | 1177 Fiesta Key Cir | Lady Lake | FL | 32159 |  | NM-FL Net Metering | FL | 2014-10-01 | Connected | Photovoltaic |  | 6.069 | North Coastal | Single | 2014-10-09 |  | 2014-10-09 | Executed
DC | Pinellas | David Dillman |  | Distribution |  | 5.98 | Solar | Residential | 6148 26TH AVE N | ST PETERSBURG | FL | 33710 | Approved | NM-FL Net Metering | FL | 2011-05-30 | Connected | Photovoltaic |  | 5.083 | South Coastal |  | 2014-09-10 |  |  | Executed
DC | Orange | David Wilkow |  | Distribution |  | 5.14 | Solar | Residential | 757 CASCADING CREEK LN | Winter Garden | FL | 34787 | Approved | NM-FL Net Metering | FL | 2009-12-17 | Connected | Photovoltaic |  | 4.369 | South Central |  | 2014-09-10 |  |  | Executed
DC | Orange | David A Womby | 120/240 | Distribution | Qty 20 Solar World 250W Solar Panels | 5 | Solar | Residential | 1109 Elysium Blvd | Mount Dora | FL | 32757 | Approved | NM-FL Net Metering | FL | 2015-05-29 | Connected | Photovoltaic |  | 4.25 | North Central | Single | 2015-05-22 |  | 2015-05-22 | Executed
DC | Henderson | Sierra Nevada Brewing Co-NM |  | Distribution | Qty 198 (315 Watt) Suniva OPT315-72-4-100, Qty2030 (320 Watt) Kyocera KD320 | 711.97 | Solar | Non-Residential | 111 Westfeldt Dr | Fletcher | NC | 28732 | Approved | NM-NC Net Metering | Carolinas | 2013-11-15 | Connected | Photovoltaic |  | 600 | Southern | 3-phase | 2013-03-20 | 2014-01-20 | 2013-03-20 | Executed
DC | Wake | David Aguinaldo | 120/240 | Distribution | QTY 18 Sun Edison 270 W F-Series Solar Modules | 4.86 | Solar | Residential | 305 Hill Rise Pl | Cary | NC | 27519 | Approved | NC NM-Net Metering for Renewable Energy Facilities | PEC Carolinas | 2014-12-11 | Connected | Photovoltaic |  | 4.5 | Northern | Single | 2014-11-05 |  | 2014-11-05 | Executed
DC | Seminole | David Alamina |  | Distribution |  | 10 | Solar | Residential | 625 LOCUST CT | Winter Springs | FL | 32708 | Approved | NM-FL Net Metering | FL | 2012-03-05 | Connected | Photovoltaic |  | 8.5 | North Central |  | 2014-09-10 |  |  | Executed
DC | Wake | David Allen Company |  | Distribution |  | 27 | Solar | Non-Residential | 150 Rush Street #200 | Raleigh | NC | 27603 | Approved | NC NM-Net Metering for Renewable Energy Facilities | PEC Carolinas | 2010-12-13 | Connected | Photovoltaic |  | 24 | Unknown |  | 2015-01-02 |  |  | Executed
DC | Wake | David Allen Company |  | Distribution |  | 63 | Solar | Non-Residential | 144 Rush Street | Raleigh | NC | 27603 | Approved | NC NM-Net Metering for Renewable Energy Facilities | PEC Carolinas | 2010-12-13 | Connected | Photovoltaic |  | 57 | Unknown |  | 2014-10-21 |  | 2010-10-14 | Executed
DC | Wake | David Allen Company |  | Distribution |  | 81 | Solar | Non-Residential | 144 Rush Street | Raleigh | NC | 27603 | Approved | NC NM-Net Metering for Renewable Energy Facilities | PEC Carolinas | 2010-12-13 | Connected | Photovoltaic |  | 73 | Unknown |  | 2014-10-21 |  | 2010-10-14 | Executed
DC | Shelby | Sid Solar I, LLC | 12,470Y/7,200 | Distribution | 20,520 290W Solar Modules | 5951 | Solar | Non-Residential | 1028 Industry Drive | Shelby | NC | 28150 | Approved | PP-N NC - Non-Hydroelectric Qualifying Facilities | Carolinas |  | Under Construction | Photovoltaic |  | 4875 | Central | 3-phase | 2013-06-20 |  | 2013-06-20 | Open
DC | Forsyth | David M. Mayer | 120/240 | Distribution |  | 2.58 | Solar | Residential | 8905 Milestone Pt | Clemmons | NC | 27012 | Approved | SCG-NC Small Customer Generator Rider | Carolinas | 2009-02-20 | Cancelled | Photovoltaic |  | 2.58 | Northern | Single | 2011-04-07 |  | 2008-11-13 | Cancelled
DC | Buncombe | David M. Smathers |  |  |  | 0.88 | Solar | Residential | 22 Zebs Pl | Candler | NC | 28715 | Approved | NC NM-Net Metering for Renewable Energy Facilities | PEC Carolinas | 2010-08-06 | Connected | Photovoltaic |  | 0.7 | Northern |  | 2012-10-18 |  |  | Executed
DC | Durham | Shree Dutt Sai, LLC - NM | 208Y/120 | Distribution |  | 101.2 | Solar | Non-Residential | 2517 Guess Rd | Durham | NC | 27705 | Approved | SCG-NC Small Customer Generator Rider | Carolinas | 2010-12-22 | Connected | Photovoltaic |  | 101.2 | Northern | 3-phase | 2011-04-07 |  | 2010-11-22 | Executed
DC | MONROE | DAVID MARTIN | 120/240 |  | eighteen 120-W Evergreen Solar EC120 solar panels | 2.16 | Solar | Residential | 2112 SUSIE ST | BLOOMINGTON | IN | 47401 | Approved | Net Metering - Standard Contract Rider No. 57 | IN | 2009-09-08 | Connected | Photovoltaic |  | 2.16 | Soutwest | Single |  |  |  | Executed
DC | Cabarrus | Shoe Show, Inc. | 12,470Y/7,200 | Distribution |  | 4750 | Solar | Non-Residential | 2201 Trinity Church Road | Concord | NC | 28027 | Approved | PP-N NC - Non-Hydroelectric Qualifying Facilities | Carolinas | 2011-08-30 | Connected | Photovoltaic | Shoe Show PV Installation | 4500 | Central | 3-phase | 2011-05-16 |  | 2011-04-19 | Executed
DC |  | David Miles |  |  |  | 2.5 | Solar | Residential | 29 Spanish Oaks Road | Asheville | NC | 11111 | Cancelled | NC CSP-Cogeneration and Small Power Producer-Sell All | PEC Carolinas |  |  | Photovoltaic |  | 2 | Northern |  | 2012-10-18 |  | 2013-06-25 | Cancelled
DC | Pinellas | David Howard |  | Distribution |  | 5.1 | Solar | Residential | 2829 SKIMMER POINT DR S | St Petersburg | FL | 33707 | Approved | NM-FL Net Metering | FL | 2013-01-18 | Connected | Photovoltaic |  | 4.335 | South Coastal |  | 2014-09-10 |  |  | Executed
DC | Pinellas | David Smith |  | Distribution |  | 7 | Solar | Residential | 13793 JAMAICA DRIVE | SEMINOLE | FL | 33776 | Approved | NM-FL Net Metering | FL | 2013-12-03 | Connected | Photovoltaic |  | 5.95 | South Coastal |  | 2014-09-10 |  |  | Executed
DC | HANCOCK | DAVID W OAKES | 120/240 |  | sixteen 110-W solar panels | 1.76 | Solar | Residential | 8933 US HIGHWAY 40 E | GREENFIELD | IN | 46140 | Approved | Net Metering - Standard Contract Rider No. 57 | IN | 2003-09-25 | Connected | Photovoltaic |  | 1.76 | North | Single |  |  |  | Executed
DC | Mecklenburg | Shirley M Beckford | 120/240 | Distribution | Qty 4 Renesola Virtus II 250W Solar Panels | 1 | Solar | Residential | 10802 Dapple Grey Ln | Charlotte | NC | 28213 | Approved | NM-NC Net Metering | Carolinas | 2015-03-18 | Connected | Photovoltaic |  | 0.86 | Central | Single | 2015-01-07 | 2015-03-10 | 2015-01-07 | Executed
DC | Spartanburg | Shirley Hamilton | 120/240 | Distribution | Qty 11 SM/SW 265W, 11 SM/SW 255W, 2 SM/SW 250W Soalr Panels | 6.22 | Solar | Residential | 125 Fernbrook Cir | Spartanburg | SC | 29037 | Approved | NM-SC Net Metering | Carolinas | 2015-01-14 | Connected | Photovoltaic |  | 5.16 | Southern | Single | 2014-12-16 | 2015-01-02 | 2014-12-16 | Executed
DC | Orange | David Beerbower |  | Distribution |  | 4 | Solar | Residential | 896 CRANES CT | Maitland | FL | 32751 | Approved | NM-FL Net Metering | FL | 2009-10-05 | Connected | Photovoltaic |  | 3.4 | North Central |  | 2014-09-10 |  |  | Executed
DC | Seminole | David Beltran | 120/240 | Distribution | Qty 40 Canadian C56P 255W Solar Panels | 10.2 | Solar | Residential | 3019 Lee Shore Loop | Orlando | FL | 32820 | Approved | NM-FL Net Metering | FL | 2015-04-01 | Connected | Photovoltaic |  | 8.67 | North Central | Single | 2015-03-25 |  | 2015-03-25 | Executed
DC | Union | Shirley Damon | 120/240 | Distribution | QTY 4 Rene Sola Virtus II 250W Modules | 1 | Solar | Residential | 5518 Rogers Rd | Indian Trail | NC | 28079 | Approved | NM-NC Net Metering | Carolinas | 2015-02-11 | Connected | Photovoltaic |  | 0.86 | Central | Single | 2014-10-29 | 2015-02-05 | 2014-10-29 | Executed
DC | Lake | David Braden | 120/240 | Distribution |  | 6.5 | Solar | Residential | 331 SALT MARSH LN, SOLAR PWR | Groveland | FL | 34736 | Approved | NM-FL Net Metering | FL | 2014-12-01 | Connected | Photovoltaic |  | 5.53 | South Central | Single | 2014-11-29 |  | 2014-11-29 | Executed
DC | Pinellas | David Busch |  | Distribution |  | 10.34 | Solar | Residential | 386 2ND AVE N | ST. PETERSBURG | FL | 33715 | Approved | NM-FL Net Metering | FL | 2014-03-06 | Connected | Photovoltaic |  | 8.785 | South Coastal |  | 2014-09-10 |  |  | Executed
DC | Guilford | Sherry Dickstein Kurt Lauenstein | 120/240 | Distribution | 12 AUO 250 W Solar panels | 3 | Solar | Residential | 807 Magnolia Street | Greensboro | NC | 27401 | Approved | NM-NC Net Metering | Carolinas | 2012-12-12 | Connected | Photovoltaic |  | 2.58 | Northern | Single | 2012-11-21 | 2012-12-11 | 2012-11-21 | Executed
DC | Buncombe | David C Goist | 120/240 | Distribution | Qty 24 (240 Watt) Sunmodule SW 240 poly | 5.76 | Solar | Residential | 46 Juno Dr | Asheville | NC | 28806 | Approved | NC NM-Net Metering for Renewable Energy Facilities | PEC Carolinas | 2014-05-08 | Connected | Photovoltaic |  | 4.128 | Western | Single | 2013-08-19 |  | 2013-08-19 | Executed
DC | Mcdowell | Sheri A Norman | 120/240 | Distribution | 12 Siliken 60P6L 255 Watt Solar Modules | 3.06 | Solar | Residential | 55 New St | Marion | NC | 28752 | Approved | NM-NC Net Metering | Carolinas | 2012-05-16 | Connected | Photovoltaic |  | 3 | Central | Single | 2012-04-10 |  | 2012-04-10 | Executed
DC | Campbell County | David Raska | 120/240 | Distribution | eighteen 250-W Sonali SS 250 solar panels | 4.5 | Solar | Residential | 10 Broadview Pl | Ft Thomas | KY | 41075 | Approved | Rider NM - Net Metering Rider - KY | OH/KY |  | Pending Meter Set | Photovoltaic |  | 4.5 | South | Single | 2015-04-17 |  | 2015-04-17 | Open
DC | Lake | David Weyn |  | Distribution |  | 10 | Solar | Residential | 26506 SAVAGE CIRCLE | HOWEY IN THE HILLS | FL | 34737 | Approved | NM-FL Net Metering | FL | 2013-04-11 | Connected | Photovoltaic |  | 8.5 | South Central |  | 2014-09-10 |  |  | Executed
DC | Wake | David C. Falk | 120/240 | Distribution | QTY: 8 Canadian Solar CS6P - 250W | 2 | Solar | Residential | 9501 Swepstone Ln | Raleigh | NC | 27615 | Pending | NM-NC Net Metering | PEC Carolinas | 2014-03-28 | Connected | Photovoltaic |  | 1.92 | Northern | Single | 2014-01-30 |  | 2014-01-30 | Executed
DC | Alexander | Shelia Rogers | 120/240 | Distribution | 12 Mage 250W solar Panels | 3 | Solar | Residential | 1298 NC Highway 127 | Taylorsville | NC | 28681 | Approved | NM-NC Net Metering | Carolinas | 2012-12-06 | Connected | Photovoltaic |  | 2.58 | Central | Single | 2012-10-30 | 2012-12-05 | 2012-10-30 | Executed
DC | Buncombe | David Craig | 120/240 | Distribution |  | 5.75 | Solar | Residential | 87 Webb Cove Road | Asheville | NC | 28804 | Approved | NC NM-Net Metering for Renewable Energy Facilities | PEC Carolinas | 2012-05-26 | Connected | Photovoltaic |  | 4.6 | Western | Single | 2012-10-18 |  |  | Executed
DC | Pinellas | David Hollister |  | Distribution |  | 5 | Solar | Residential | 357 41ST AVE | ST. PETERSBURG BEACH | FL | 33706 | Approved | NM-FL Net Metering | FL | 2014-07-10 | Connected | Photovoltaic |  | 4.25 | South Coastal |  | 2014-09-10 |  |  | Executed
DC | Pinellas | David Demontmollin |  | Distribution |  | 8 | Solar | Non-Residential | 464 137TH AVENUE CIR | MADEIRA BEACH | FL | 33708 | Approved | NM-FL Net Metering | FL | 2012-07-27 | Connected | Photovoltaic |  | 6.8 | South Coastal |  | 2014-09-10 |  |  | Executed
DC | Orange | David Ringenburg | 120/240 | Distribution |  | 7.6 | Solar | Residential | 720 Sugar Spring Rd | Chapel Hill | NC | 27514 | Approved | PP-N NC - Non-Hydroelectric Qualifying Facilities | Carolinas | 2013-06-11 | Cancelled | Photovoltaic | Ringenburg PV Installation | 7.6 | Northern | Single | 2011-04-07 |  | 2007-10-10 | Cancelled
DC | Wake | David Drooz | 120/240 | Distribution | QTY 14 Sun Power 210 Solar Panels | 2.94 | Solar | Residential | 1606 Scales Street | Raleigh | NC | 27608 | Approved | NC NM-Net Metering for Renewable Energy Facilities | PEC Carolinas | 2014-05-06 | Connected | Photovoltaic |  | 2.94 | Northern | Single | 2014-04-01 |  | 2014-04-01 | Executed
DC | SEMINOLE | David Drebert |  | Distribution |  | 7.53 | Solar | Residential | 500 HAYES ROAD | WINTER SPRINGS | FL | 32708 | Approved | NM-FL Net Metering | FL | 2013-10-04 | Connected | Photovoltaic |  | 6.396 | North Central |  | 2014-09-10 |  |  | Executed
DC | Henderson | Shelia M. Harper | 120/240 | Distribution | 20 Pole Mounted Siliken SLK60P6L 250 Watt Modules | 5 | Solar | Residential | 2905 Kanuga Rd | Hendersonville | NC | 28739 | Approved | NM-NC Net Metering | Carolinas | 2012-07-10 | Connected | Photovoltaic |  | 5 | Southern | Single | 2012-04-26 |  | 2012-04-26 | Executed
DC | Volusia | David Showalter |  | Distribution |  | 5.2 | Solar | Residential | 73 SANCTUARY AVE | Debary | FL | 32713 | Approved | NM-FL Net Metering | FL | 2010-01-13 | Connected | Photovoltaic |  | 4.42 | North Central |  | 2014-09-10 |  |  | Executed
DC | Durham | Sheldon R. Pinnell | 120/240 | Distribution |  | 4.05 | Solar | Residential | 3127 Surrey Rd | Durham | NC | 27707 | Approved | PP-N NC - Non-Hydroelectric Qualifying Facilities | Carolinas | 2011-04-11 | Connected | Photovoltaic | Pinnell PV Installation | 4 | Northern | Single | 2011-04-07 |  | 2010-06-01 | Executed
DC | Cleveland | Shelby Randolph Road Solar 1, LLC | 12,470Y/7,200 | Distribution | 12,000 Trina 280Watt Solar Modules | 3360 | Solar | Non-Residential | 2204 Randolph Road | Shelby | NC | 28277 | Approved | PP-N NC - Non-Hydroelectric Qualifying Facilities | Carolinas |  | Under Construction | Photovoltaic | Cape Fear Solar 1, LLC | 1990 | Central | 3-phase | 2013-05-30 |  | 2013-05-30 | Open
DC | Marion | David Shira |  | Distribution |  | 3.85 | Solar | Residential | 8353 SW 82nd Loop | Ocala | FL | 34481 | Approved | NM-FL Net Metering | FL | 2007-08-13 | Superseded | Photovoltaic |  | 3.273 | North Coastal |  | 2014-09-10 |  |  | Superceded
DC | Orange | Shawn L. Slome | 120/240 | Distribution |  | 2 | Solar | Residential | 418 Dragonfly Trail | Chapel Hill | NC | 27517 | Approved | PP-N NC - Non-Hydroelectric Qualifying Facilities | Carolinas | 2006-09-26 | Connected | Photovoltaic | Slome Photovoltaic Installation | 2 | Northern | Single | 2011-04-07 |  |  | Executed
DC |  | David E. Young | 120/240 | Distribution | Qty 14 Solar World SW280 solar panels | 3.92 | Solar | Residential | 6744 Oswego Dr. | Mount Dora | FL | 32757 | Approved | NM-FL Net Metering | FL | 2015-03-05 | Connected | Photovoltaic |  | 3.33 | North Central | Single | 2015-03-03 |  | 2015-03-03 | Executed
DC | Monroe | David Ebbinghouse | 120/240 | Distribution | seventeen 260-W ET-P660260WW Smart Module solar panels | 4.42 | Solar | Residential | 1400 Stull Ave S | Bloomington | IN | 47401 | Approved | Net Metering - Standard Contract Rider No. 57 | IN | 2014-10-02 | Connected | Photovoltaic |  | 4.25 | Southern | Single | 2014-08-08 |  | 2014-08-08 | Executed
DC | Chatham | David F Natschke | 120/240 | Distribution | Qty 28 (285 Watt) Jinko JKM285P Solar Panels | 7.98 | Solar | Residential | 1225 Martha's Chapel Rd | Apex | NC | 27523 | Approved | NC NM-Net Metering for Renewable Energy Facilities | PEC Carolinas | 2014-09-26 | Connected | Photovoltaic |  | 6.15 | Northern | Single | 2014-08-22 |  | 2014-08-22 | Executed
DC | Wake | David F. Abell | 120/240 | Distribution |  | 3.88 | Solar | Residential | 116 Trails End Court | Raleigh | NC | 27614 | Approved | NM-NC Net Metering | PEC Carolinas | 2014-07-17 | Connected | Photovoltaic |  | 3.1 | Northern | Single | 2014-06-10 |  | 2014-06-10 | Executed
DC | Wake | David Tobin | 120/240 |  |  | 3 | Solar | Residential | 1305 Milvaney Ct. | Raleigh | NC | 27615 | Approved | NC CSP-Cogeneration and Small Power Producer-Sell All | PEC Carolinas | 2008-08-06 | Connected | Photovoltaic |  | 2.4 | Northern | Single | 2012-10-18 |  |  | Executed
DC | Cabarrus | Shawn Kocher | 120/240 | Distribution | Qty 12 275W LG Mono Solar Panels | 3.3 | Solar | Residential | 508 Geary St NW | Concord | NC | 28027 | Approved | NM-NC Net Metering | Carolinas | 2014-07-22 | Connected | Photovoltaic |  | 2.541 | Central | Single | 2014-07-03 | 2014-07-16 | 2014-07-03 | Executed
DC | Pinellas | David G Lorch | 120/240 | Distribution |  | 2 | Solar | Residential | 6470 34TH TER N | St. Petersburg | FL | 33710 | Approved | NM-FL Net Metering | FL | 2014-11-07 | Connected | Photovoltaic |  | 1.7 | South Coastal | Single | 2014-11-04 |  | 2014-11-04 | Executed
DC | Pinellas | David Phillips |  | Distribution |  | 4.95 | Solar | Residential | 4940 Lake Valencia Blvd W | Palm Harbor | FL | 34684 | Approved | NM-FL Net Metering | FL | 2009-01-23 | Connected | Photovoltaic |  | 4.208 | South Coastal |  | 2014-09-10 |  |  | Executed
DC | Pasco | David Sillman |  | Distribution |  | 4.89 | Solar | Residential | 6415 GARLAND CT | NEW PORT RICHEY | FL | 34652 | Approved | NM-FL Net Metering | FL | 2012-02-03 | Connected | Photovoltaic |  | 4.157 | South Coastal |  | 2014-09-10 |  |  | Executed
DC | Buncombe | David Gantt Law Office | 120/240 | Distribution |  | 3.25 | Solar | Non-Residential | 82 Church Street | Asheville | NC | 28801 | Approved | NC NM-Net Metering for Renewable Energy Facilities | PEC Carolinas | 2012-01-11 | Connected | Photovoltaic |  | 2.6 | Western | Single | 2012-10-18 |  |  | Executed
DC | Orange | Sharon Schiro | 120/240 | Distribution | Qty 16 Renesola 255W Solar Panels | 4.08 | Solar | Residential | 118 E Queen St | Hillsborough | NC | 27278 | Approved | NM-NC Net Metering | Carolinas | 2015-04-29 | Connected | Photovoltaic |  | 4 | Northern | Single | 2015-03-26 | 2015-04-28 | 2015-03-26 | Executed
DC | Chatham | David W. Peterson | 120/240 |  |  | 6.5 | Solar | Residential | 1942 Rock Rest Rd. | Pittsboro | NC | 27312 | Approved | NC CSP-Cogeneration and Small Power Producer-Sell All | PEC Carolinas | 2009-04-28 | Cancelled | Photovoltaic |  | 5.2 | Northern | Single | 2012-10-18 |  |  | Cancelled
DC | Rowan | David W. Rhodes | 120/240 | Distribution |  | 3 | Solar | Residential | 925 Mitchell Ave | China Grove | NC | 28023 | Approved | SCG-NC Small Customer Generator Rider | Carolinas | 2007-06-04 | Superseded | Photovoltaic |  | 3 | Central | Single | 2011-04-07 |  |  | Superceded
DC | Lake | David Harper |  | Distribution |  | 5.04 | Solar | Residential | 1001 LAKE NETTIE DR | Eustis | FL | 32726 | Approved | NM-FL Net Metering | FL | 2010-09-21 | Connected | Photovoltaic |  | 4.284 | North Central |  | 2014-09-10 |  |  | Executed
DC | Buncombe | David H Wright | 120/240 | Distribution | Conergy Solar Modules | 5.5 | Solar | Residential | 114 Foster Estate Dr | Asheville | NC | 28806 | Approved | NC NM-Net Metering for Renewable Energy Facilities | PEC Carolinas | 2014-01-08 | Connected | Photovoltaic |  | 4.4 | Western | Single | 2013-11-08 |  | 2013-11-08 | Executed
DC | Swain | Sharon Mora | 120/240 | Distribution | 8 Axitec AC-240P/156-60S 240W Solar Panels | 1.92 | Solar | Residential | 244 Tara Hls | Whittier | NC | 28789 | Approved | NM-NC Net Metering | Carolinas | 2015-05-27 | Connected | Photovoltaic |  | 1.72 | Southern | Single | 2014-10-22 | 2015-02-13 | 2014-10-22 | Executed
DC |  | David Haeussler DBA Fairfield Animal Hospital | 120/240 | Distribution | One Hundred and Sixty 185 Watt Suntech Solar Panels | 29.6 | Solar | Non-Residential | 4005 Acme Drive | Fairfield | OH | 45014 | Approved | Rider NM - Net Metering Rider - OH | OH/KY | 2011-08-08 | Connected | Photovoltaic |  | 29.6 | South | 3-phase | 2011-07-11 |  | 2011-07-11 | Executed
DC | Spartanburg | Sharon Davy | 120/240 | Distribution | Qty 12 MonoX 275 Solar Panels | 3.3 | Solar | Residential | 311 McMillin Blvd | Boling Spgs | SC | 29316 | Approved | NM-SC Net Metering | Carolinas | 2014-10-31 | Connected | Photovoltaic |  | 3.3 | Southern | Single | 2014-09-30 | 2014-10-28 | 2014-09-30 | Executed
DC | Guilford | David Wayne Hurt | 120/240 | Distribution | Qty 24 ReneSola 255W Solar Panels | 6.12 | Solar | Residential | 8232 Fairgrove Church Rd | Browns Summit | NC | 27214 | Pending | NM-NC Net Metering | Carolinas |  | Pending | Photovoltaic |  | 6 | Northern | Single | 2015-05-28 |  | 2015-05-28 | Open
DC | Seminole | David Haddaway |  | Distribution |  | 5.17 | Solar | Residential | 142 SHERIDAN AVE | Longwood | FL | 32750 | Approved | NM-FL Net Metering | FL | 2011-06-07 | Connected | Photovoltaic |  | 4.395 | North Central |  | 2014-09-10 |  |  | Executed
DC | Cabarrus | Sharon & Danny Yearty | 120/240 | Distribution | Qty 12 (250 Watt) Suniva 250W Solar Panels | 3 | Solar | Residential | 5959 Rocky River Rd | Concord | NC | 28025 | Approved | NM-NC Net Metering | Carolinas | 2012-12-31 | Connected | Photovoltaic |  | 3 | Central | Single | 2012-12-17 | 2012-12-28 | 2012-12-17 | Executed
DC | Pinellas | David Hendry |  | Distribution |  | 3.68 | Solar | Residential | 8127 COUNTRY CLUB RD N | ST PETERSBURG | FL | 33710 | Approved | NM-FL Net Metering | FL | 2011-12-08 | Connected | Photovoltaic |  | 3.128 | South Coastal |  | 2014-09-10 |  |  | Executed
DC | Seminole | David Parsons |  | Distribution |  | 10 | Solar | Residential | 278 PINESTRAW DR | Altamonte Springs | FL | 32714 | Approved | NM-FL Net Metering | FL | 2012-04-10 | Connected | Photovoltaic |  | 8.5 | North Central |  | 2014-09-10 |  |  | Executed
DC | Orange | David Wiener | 120/240 | Distribution |  | 3 | Solar | Residential | 108 Millbrae Ln | Chapel Hill | NC | 27514 | Approved | PP-N NC - Non-Hydroelectric Qualifying Facilities | Carolinas | 2007-07-06 | Superseded | Photovoltaic | JZ Solar Electric Installation | 2.5 | Northern | Single | 2011-04-07 |  | 2007-06-11 | Superceded
DC |  | David Wynn | 120/240 |  | six 250-W Suniva Optimus OPT250-60-4-1B0 solar modules | 1.5 | Solar | Residential | 3766 Anioton Ct | Cincinnati | OH | 45227 | Approved | Rider NM - Net Metering Rider - OH | OH/KY | 2013-01-15 | Connected | Photovoltaic |  | 1.29 | North |  | 2012-12-27 |  | 2012-12-27 | Executed
DC | Orange | David Ranier |  | Distribution |  | 8.84 | Solar | Residential | 2069 TIPTREE CIR | ORLANDO | FL | 32837 | Approved | NM-FL Net Metering | FL | 2012-01-04 | Connected | Photovoltaic |  | 7.514 | South Central |  | 2014-09-10 |  |  | Executed
DC | Mecklenburg | Shannon Cogen | 120/240 | Distribution | Qty 4 Sunmodule SW 250 W Solar Panels | 1 | Solar | Residential | 9901 Fairlea Dr | Charlotte | NC | 28269 | Approved | NM-NC Net Metering | Carolinas | 2014-12-31 | Connected | Photovoltaic |  | 0.86 | Central | Single | 2014-09-30 | 2014-12-30 | 2014-09-30 | Executed
DC | Buncombe | David Johnson | 120/240 | Distribution | Qty 12 SunPower E20-327W Modules | 3.92 | Solar | Residential | 8 Hilltop Rd | Asheville | NC | 28803 | Approved | NC NM-Net Metering for Renewable Energy Facilities | PEC Carolinas | 2014-02-25 | Connected | Photovoltaic |  | 3.8 | Western | Single | 2014-01-20 |  | 2014-01-20 | Executed
DC | Franklin | David K Mullen | 120/240 | Distribution | Twenty-Seven Suniva 260 W Solar Panels | 7.02 | Solar | Residential | 234 Egs Blvd | Batesville | IN | 47006 | Approved | Net Metering - Standard Contract Rider No. 57 | IN | 2014-07-07 | Connected | Photovoltaic |  | 6.75 | Southern | Single | 2014-06-02 |  | 2014-06-02 | Executed
DC | Orange | David Sunday |  | Distribution |  | 4.9 | Solar | Residential | 2067 ROUSE LAKE ROAD | ORLANDO | FL | 32817 | Approved | NM-FL Net Metering | FL | 2013-04-11 | Connected | Photovoltaic |  | 4.165 | North Central |  | 2014-09-10 |  |  | Executed
| Mecklenburg | Davidson Solar, LLC |  | Distribution |  |  | Solar | Non-Residential | 1815 Grey Rd | Davidson | NC | 28036 | Approved | PP-N NC - Non-Hydroelectric Qualifying Facilities | Carolinas |  | Pending | Photovoltaic |  | 3500 | Northern | 3-phase | 2014-07-16 |  | 2014-07-16 | Open
DC | Greenville | Shane Gandy | 120/240 | Distribution | QTY 12 Hyundai 270 HiS-S000RG Solar Panels | 3.24 | Solar | Residential | 211 Deer Run Rd | Ridgeway | SC | 29130 | Approved | NM-SC Net Metering | Carolinas | 2015-01-23 | Connected | Photovoltaic |  | 2.5 | Southern | Single | 2014-11-13 | 2015-01-09 | 2014-11-13 | Executed
DC | Dearborn | David L Chalk JR | 120/240 | Distribution | eleven 270-W Sunmodule SW 270 solar modules | 2.97 | Solar | Residential | 8220 Fair Meadows DR | Aurora | IN | 47001 | Approved | Net Metering - Standard Contract Rider No. 57 | IN | 2013-08-23 | Connected | Photovoltaic |  | 2.36 | Southern | Single | 2013-08-16 |  | 2013-08-16 | Executed
DC | Lake | David Mills |  | Distribution |  | 3 | Solar | Residential | 25916 OAKRIDGE AVE | Sorrento | FL | 32776 | Approved | NM-FL Net Metering | FL | 2010-05-05 | Connected | Photovoltaic |  | 2.55 | North Central |  | 2014-09-10 |  |  | Executed
DC | Orange | David Pawlicki |  | Distribution |  | 6.33 | Solar | Residential | 2866 MIGLIARA LN | Ocoee | FL | 34761 | Approved | NM-FL Net Metering | FL | 2009-11-20 | Connected | Photovoltaic |  | 5.381 | South Central |  | 2014-09-10 |  |  | Executed
DC | Lake | David L Peterson | 120/240 | Distribution | Canadian Solar 13260 | 13.26 | Solar | Residential | 1843 VALLEY RIDGE LOOP | Clermont | FL | 34711 | Approved | NM-FL Net Metering | FL | 2015-02-02 | Connected | Photovoltaic |  | 11.27 | South Central | Single | 2015-01-11 |  | 2015-01-11 | Executed
DC | Jones | Daystar Solar, LLC |  | Distribution | 22344 310W JA Solar JAP6-72-310 Panels | 6927 | Solar | Non-Residential | 300 Harriett Lane | Pollocksville | NC | 28573 | Pending |  | PEC Carolinas |  | Pending | Photovoltaic |  | 5001 | Northern |  | 2015-02-06 |  | 2015-02-06 | Open
DC | Orange | Seth Elliott | 120/240 | Distribution | Qty 16 REC 255 W Solar Panels | 4.08 | Solar | Residential | 103 Pine St | Carrboro | NC | 27510 | Approved | NM-NC Net Metering | Carolinas | 2014-10-02 | Connected | Photovoltaic |  | 3.8 | Northern | Single | 2014-09-05 | 2014-09-29 | 2014-09-05 | Executed
DC | Gaston | L and C Inc. | 120/240 | Distribution | qty 24 Sunmodule SW 280w PV Modules | 6.72 | Solar | Non-Residential | 375 Woodlawn Ave | Mt Holly | NC | 28120 | Pending | NM-NC Net Metering | Carolinas |  | Pending | Photovoltaic |  | 5.76 | Northern | Single | 2015-05-19 |  | 2015-05-19 | Open
DC | Guilford | DDM Mortgage Corporation | 120/240 | Distribution | Trina Solar, TSM-PAO 235 Qty- 156 | 36.66 | Solar | Non-Residential | 4221 E NC Highway 150 | Browns Summit | NC | 27214 | Approved | PP-N NC - Non-Hydroelectric Qualifying Facilities | Carolinas | 2010-11-29 | Superseded | Photovoltaic | DDM PV Installation | 36 | Northern | Single | 2011-04-07 |  | 2010-09-29 | Superceded
DC | Mecklenburg | Serafim S Housiadas | 120/240 | Distribution | Qty 8 Rensola 250W Solar Panels | 2 | Solar | Residential | 4323 Ruskin Dr | Charlotte | NC | 28209 | Approved | NM-NC Net Metering | Carolinas | 2015-06-17 | Connected | Photovoltaic |  | 1.72 | Central | Single | 2015-04-09 | 2015-06-18 | 2015-04-09 | Executed
DC | Buncombe | David Larsen | 120/240 | Distribution | QTY 15 Axitec AC-250P/156-60S Panels | 3.75 | Solar | Residential | 29 Crescent St | Asheville | NC | 28801 | Approved | NC NM-Net Metering for Renewable Energy Facilities | PEC Carolinas | 2014-12-02 | Connected | Photovoltaic |  | 3.75 | Western | Single | 2014-07-18 |  | 2014-07-18 | Executed
DC |  | David Lazarus Jr | 120/240 | Distribution | thirty-one 175-W Suntech Black Label STP175S-24/Ab-1 solar panels | 5.43 | Solar | Residential | 5990 Salem Rd | Cincinnati | OH | 45230 | Approved | Rider NM - Net Metering Rider - OH | OH/KY | 2011-05-05 | Connected | Photovoltaic |  | 5.425 | South | Single | 2011-05-04 |  | 2011-05-04 | Executed
| Randolph | Dean E Mooney | 120/240 | Distribution |  |  | Solar | Residential | 325 Springwood Rd | Asheboro | NC | 27205 | Pending | NC NM-Net Metering for Renewable Energy Facilities | PEC Carolinas |  |  | Photovoltaic |  |  | Southern | Single | 2014-12-04 |  | 2014-12-04 | Open
DC | Rowan | Dean I Vrooman Sr | 120/240 | Distribution | Qty 12 275W Solarworld Sunmodule Solar Panels | 3.3 | Solar | Residential | 337 Birtwick Rd Lot#19 | Rockwell | NC | 28138 | Pending | NM-NC Net Metering | Carolinas |  |  | Photovoltaic |  | 3 | Central | Single | 2015-02-06 |  | 2015-02-06 | Open
DC | Monroe | Dean Jones | 120/240 | Distribution | eighty 315-W SolarWorld Sunmodule Pro-Series XL SW 315 solar panels | 25.2 | Solar | Residential | 9799 Tailwater Dr | Bloomington | IN | 47401 | Approved | Net Metering - Standard Contract Rider No. 57 | IN |  | Pending Meter Set | Photovoltaic |  | 23.04 | Southern | Single | 2015-05-27 |  | 2015-05-27 | Open
DC | New Hanover | David Long and Associates |  | Distribution |  | 68 | Solar | Non-Residential | Unknown | Castle Hayne | NC | 28429 | Approved | NC NM-Net Metering for Renewable Energy Facilities | PEC Carolinas | 2014-06-25 | Connected | Photovoltaic |  | 58 | Unknown |  | 2014-10-21 |  | 2014-04-08 | Executed
DC | Pinellas | David Petrovich |  | Distribution |  | 10 | Solar | Residential | 628 MAYO STREET NORTH | CRYSTAL BEACH | FL | 34681 | Approved | NM-FL Net Metering | FL | 2013-11-06 | Connected | Photovoltaic |  | 8.5 | South Coastal |  | 2014-09-10 |  |  | Executed
DC | Durham | Semprius, Inc. | 208Y/120 | Distribution |  | 4.5 | Solar | Non-Residential | 4915 Prospectus Drive, Suite C | Durham | NC | 27713 | Approved | NM-NC Net Metering | Carolinas | 2011-06-30 | Connected | Photovoltaic |  | 3.5 | Northern | 3-phase | 2011-05-17 |  | 2011-05-26 | Executed
DC | Chatham | David M Sabbagh | 120/240 | Distribution | Qty 30 (290 Watt) LG Solar LG290N1C | 8.7 | Solar | Residential | 132 Dovetail Lane | Bear Creek | NC | 27207 | Approved | NC NM-Net Metering for Renewable Energy Facilities | PEC Carolinas | 2014-01-14 | Connected | Photovoltaic |  | 6.96 | Southern | Single | 2013-11-04 |  | 2013-11-04 | Executed
DC | Mecklenburg | Sean P Ladley | 120/240 | Distribution | Qty 36 (335 Watt) SunPower 335 Solar Panels | 12.06 | Solar | Residential | 4900 Carmel Park Dr | Charlotte | NC | 28226 | Approved | NM-NC Net Metering | Carolinas | 2014-11-14 | Connected | Photovoltaic |  | 9.29 | Central | Single | 2014-10-22 | 2014-11-02 | 2014-10-22 | Executed
DC | Marion | David Yarlott |  | Distribution |  | 9.7 | Solar | Residential | 8252 SE 21ST AVENUE | OCALA | FL | 34480 | Approved | NM-FL Net Metering | FL | 2013-04-03 | Connected | Photovoltaic |  | 8.245 | North Coastal |  | 2014-09-10 |  |  | Executed
DC | Orange | Sean and Ranee Montgomery | 120/240 | Distribution | Qty 24 255W REC Solar Panels | 6.12 | Solar | Residential | 140 Old Greensboro Rd | Chapel Hill | NC | 27516 | Approved | NM-NC Net Metering | Carolinas | 2014-10-14 | Connected | Photovoltaic |  | 6 | Northern | Single | 2014-09-22 | 2014-10-09 | 2014-09-22 | Executed
DC | HIGHLANDS | Debbie Mcbroom |  | Distribution |  | 9.56 | Solar | Residential | 3201 Sparkling Dr | SEBRING | FL | 33870 | Approved | NM-FL Net Metering | FL | 2009-02-23 | Superseded | Photovoltaic |  | 8.126 | South Central |  | 2014-09-10 |  |  | Superceded
DC | Orange | Sean M Whitsell | 120/240 | Distribution | qty 15 REC255PE modules | 3.83 | Solar | Residential | 18 Kendall Dr | Chapel Hill | NC | 27517 | Approved | NM-NC Net Metering | Carolinas | 2015-03-11 | Connected | Photovoltaic |  | 3.8 | Northern | Single | 2015-01-29 | 2015-03-04 | 2015-01-29 | Executed
DC | Hamilton | David Meyer | 120/240 | Distribution | Qty 22 Canadian Solar CS6P-255P solar panels | 5.61 | Solar | Residential | 3973 Andrews | Cincinnati | OH | 45205 | Approved | Rider NM - Net Metering Rider - OH | OH/KY | 2014-10-20 | Connected | Photovoltaic |  | 5 | Central | Single | 2014-09-30 |  | 2014-09-30 | Executed
DC | McDowell | Scotty Lee Lewis | 120/240 | Distribution |  | 1.02 | Solar | Residential | 34 Murray Dr | Marion | NC | 28752 | Approved | SCG-NC Small Customer Generator Rider | Carolinas | 2009-01-07 | Connected | Photovoltaic |  | 1.02 | Central | Single | 2011-04-07 |  | 2008-11-21 | Executed
DC | ORANGE | David Montgomery |  | Distribution |  | 10.2 | Solar | Residential | 5 JACKMAN BLVD | WINTER GARDEN | FL | 32792 | Approved | NM-FL Net Metering | FL | 2014-08-12 | Connected | Photovoltaic |  | 8.67 | North Central |  | 2014-09-10 |  |  | Executed
DC | Buncombe | David Olson | 120/240 | Distribution | 18 Sunpower E20-327 | 5.88 | Solar | Residential | 168 Lynn Cove Road | Asheville | NC | 28804 | Approved | NC NM-Net Metering for Renewable Energy Facilities | PEC Carolinas | 2013-08-28 | Connected | Photovoltaic |  | 5.88 | Western | Single | 2013-07-10 |  | 2013-07-10 | Executed
DC | Pasco | David Collette |  | Distribution |  | 4.6 | Solar | Residential | 6845 CANCUN CT | Land O Lakes | FL | 34639 | Approved | NM-FL Net Metering | FL | 2011-08-08 | Connected | Photovoltaic |  | 3.91 | South Coastal |  | 2014-09-10 |  |  | Executed
DC | Orange | Scott W. McPhee | 120/240 | Distribution | Thirty-Two REC Peak Energy Blk Series 250 Watts Solar Panels | 8 | Solar | Residential | 1313 Arboretum Dr. | Chapel Hill | NC | 27517 | Approved | NM-NC Net Metering | Carolinas | 2014-03-27 | Connected | Photovoltaic |  | 7.6 | Northern | Single | 2014-02-27 | 2014-03-25 | 2014-02-27 | Executed
DC | Pinellas | David Patrick Nixon | 120/240 | Distribution | Canadian Solar 305 | 8.55 | Solar | Residential | 1086 Snell Isle BLVD NE | St Petersburg | FL | 33704 | Approved | NM-FL Net Metering | FL | 2015-01-30 | Connected | Photovoltaic |  | 7.27 | South Coastal | Single | 2015-05-04 |  | 2015-05-04 | Executed
DC | Lake | David R Harmon | 120/240 | Distribution | SolarWorld/SMA | 8.1 | Solar | Residential | 14121 JOHNS LAKE RD | Clermont | FL | 34711 | Approved | NM-FL Net Metering | FL | 2014-12-02 | Connected | Photovoltaic |  | 6.86 | South Central | Single | 2014-12-11 |  | 2014-12-11 | Executed
DC | Seminole | David Shafer |  | Distribution |  | 5.06 | Solar | Residential | 131 COLUMBUS CIR | Longwood | FL | 32750 | Approved | NM-FL Net Metering | FL | 2010-05-05 | Connected | Photovoltaic |  | 4.301 | North Central |  | 2014-09-10 |  |  | Executed
DC | POLK | David Tesch |  | Distribution |  | 10.29 | Solar | Residential | 1985 LAKE BUFFUM ROAD EAST | FORT MEADE | FL | 33841 | Approved | NM-FL Net Metering | FL | 2013-06-03 | Connected | Photovoltaic |  | 8.747 | South Central |  | 2014-09-10 |  |  | Executed
DC | Seminole | David Wagner |  | Distribution |  | 1.2 | Solar | Residential | 195 Holderness Dr | Longwood | FL | 32779 | Approved | NM-FL Net Metering | FL | 2006-07-14 | Connected | Photovoltaic |  | 1.02 | North Central |  | 2014-09-10 |  |  | Executed
DC | Durham | Scott T Ryan | 120/240 | Distribution | QTY 15 Sunpower 335 | 5.03 | Solar | Residential | 3316 Rugby Rd | Durham | NC | 27707 | Approved | NM-NC Net Metering | Carolinas | 2013-09-18 | Connected | Photovoltaic |  | 5 | Northern | Single | 2013-08-28 | 2013-09-06 | 2013-08-28 | Executed
DC | Seminole | Deborah Morris | 120/240 | Distribution | Qty 52 Renogy/RNG-250p-Watts, solar panels | 13 | Solar | Residential | 255 Shady Hollow | Casselberry | FL | 32707 | Pending | NM-FL Net Metering | FL |  | Pending | Photovoltaic |  | 11.05 | North Central | Single | 2015-05-21 |  | 2015-05-21 | Open
DC | Orange | Scott Marks | 120/240 | Distribution | Qty 12 (250 Watt) Axitec AC-250M/156-60S | 3 | Solar | Residential | 1808 Rolling Rd | Chapel Hill | NC | 27514 | Approved | NM-NC Net Metering | Carolinas | 2013-12-31 | Connected | Photovoltaic |  | 2.58 | Northern | Single | 2013-11-08 | 2013-12-12 | 2013-11-08 | Executed
DC | York | Scott M. Shelton | 120/240 | Distribution |  | 0.7 | Solar | Residential | 2059 Slippery Rock Cove | Clover | SC | 29710 | Approved | NM-SC Net Metering | Carolinas | 2011-02-04 | Connected | Photovoltaic |  | 0.7 | Central | Single | 2011-04-07 |  | 2010-11-30 | Executed
DC | Wake | Debra Bapat | 120/240 |  |  | 4 | Solar | Residential | 209 Chieftan Drive | Holly Springs | NC | 27540 | Approved | NC CSP-Cogeneration and Small Power Producer-Sell All | PEC Carolinas | 2009-08-20 | Connected | Photovoltaic |  | 3.2 | Northern | Single | 2012-10-18 |  |  | Executed
DC | Buncombe | David Raymond | 120/240 | Distribution | Qty 19 (275 watt) SolarWorld SW275 Mono | 5.23 | Solar | Residential | 105 Echo Lake Dr | Fairview | NC | 28730 | Approved | NC NM-Net Metering for Renewable Energy Facilities | PEC Carolinas | 2015-01-13 | Connected | Photovoltaic |  | 4.02 | Western | Single | 2014-11-06 |  | 2014-11-06 | Executed
DC | Mecklenburg | Scott Lindsley | 120/240 | Distribution | Qty 17 Solarworld 250 W Solar Panels | 4.25 | Solar | Residential | 704 E 36th St | Charlotte | NC | 28205 | Approved | NM-NC Net Metering | Carolinas | 2014-10-03 | Connected | Photovoltaic |  | 4.25 | Central | Single | 2014-09-05 | 2014-09-29 | 2014-09-05 | Executed
DC | Catawba | Scott L Lowe | 120/240 | Distribution | Qty 12 (240 Watt) Solar World 240W PV | 2.88 | Solar | Residential | 5250 Swinging Bridge Rd | Conover | NC | 28613 | Approved | NM-NC Net Metering | Carolinas | 2013-03-25 | Connected | Photovoltaic |  | 2.58 | Central | Single | 2013-01-11 | 2013-03-20 | 2013-01-11 | Executed
DC | New Hanover | David Rice | 120/240 | Distribution | QTY 28 Sun Power 335 Watt X-Series Solar Panels | 9.38 | Solar | Residential | 1008 Primivera Ct E | Wilmington | NC | 28409 | Approved | NM-NC Net Metering | PEC Carolinas | 2015-05-21 | Connected | Photovoltaic |  | 8.8 | Eastern | Single | 2015-03-31 |  | 2015-03-31 | Executed
DC | Orange | Scott Glasser | 120/240 | Distribution | Qty 14 REC 255 PE BLK | 3.57 | Solar | Residential | 527 Dogwood Dr | Chapel Hill | NC | 27516 | Approved | NM-NC Net Metering | Carolinas | 2014-09-16 | Connected | Photovoltaic |  | 4.636 | Northern | Single | 2014-08-11 | 2014-09-11 | 2014-08-11 | Executed
DC | Monroe | David S Ebbinghouse | 120/240 | Distribution | ten 290-W Sunpreme Maxima GxB solar panels | 2.9 | Solar | Non-Residential | 1401 Brenda Ln S | Bloomington | IN | 47401 | Approved | Net Metering - Standard Contract Rider No. 57 | IN | 2015-05-11 | Connected | Photovoltaic |  | 2.233 | Southern | Single | 2015-03-10 |  | 2015-03-10 | Executed
DC | Monroe | David S Ebbinghouse | 120/240 | Distribution | thirty 280-W SolarWorld Sunmodule Plus SW280 mono solar panels | 8.4 | Solar | Residential | 671 Skyline Dr W | Bloomington | IN | 47408 | Approved | Net Metering - Standard Contract Rider No. 57 | IN | 2015-05-11 | Connected | Photovoltaic |  | 7.5 | Southern | Single | 2014-10-03 |  | 2014-10-03 | Executed
DC | HILLSSBOROUGH | David S Hile |  | Distribution |  | 6 | Solar | Residential | 22615 Glyndon Point Rd | LUTZ | FL | 33549 | Approved | NM-FL Net Metering | FL | 2014-07-09 | Connected | Photovoltaic |  | 5.1 | South Coastal |  | 2014-09-10 |  |  | Executed
DC | Robeson | Deep Branch Farm, LLC |  | Distribution | 22,496 BYD P6C-36 Series 3BB | 6750 | Solar | Non-Residential | 818 S Jones St | Pembroke | NC | 28372 | Pending |  | PEC Carolinas |  | Pending | Photovoltaic |  | 4800 | Northern |  | 2015-02-06 |  | 2015-02-06 | Open
DC | Guilford | Scot A. Friedman | 120/240 | Distribution | Qty 28 Sanyo HIT 195W Modules | 5.46 | Solar | Residential | 3603 Chance Rd | Greensboro | NC | 27410 | Approved | NM-NC Net Metering | Carolinas | 2014-04-15 | Connected | Photovoltaic |  | 5.46 | Northern | Single | 2014-03-19 | 2014-03-25 | 2014-03-19 | Executed
DC | MONROE | DEER PARK MANAGEMENT |  |  | fourteen 210-W REC SCM210 solar panels | 2.94 | Solar | Non-Residential | 1501 HILLSIDE DR E | BLOOMINGTON | IN | 47401 | Approved | Net Metering - Standard Contract Rider No. 57 | IN | 2009-03-06 | Connected | Photovoltaic |  | 2.94 | Soutwest | 3 phase |  |  |  | Executed
DC | Columbus | Delco Farm, LLC |  | Distribution |  |  | Solar | Non-Residential | Unknown | Delco | NC | 28436 | Approved |  | PEC Carolinas |  | Pending | Photovoltaic |  | 5000 | Unknown |  | 2014-10-21 |  | 2014-06-17 | Open
DC | Union | Rocky River Solar, LLC |  | Transmission | Mage Powertec Plus 230W | 40000 | Solar | Non-Residential | 2714 S Rocky River Rd | Monroe | NC | 28112 | Cancelled | Negotiated (NC) | Carolinas |  | Cancelled | Photovoltaic |  | 40000 | Central | 3-phase | 2013-02-20 |  | 2013-02-20 | Cancelled
DC | Lake | David Saucier | 120/240 | Distribution |  | 8.25 | Solar | Residential | 105 MIST FLOWER LN, SOLAR PWR | Groveland | FL | 34736 | Approved | NM-FL Net Metering | FL | 2015-01-09 | Connected | Photovoltaic |  | 7.01 | South Central | Single | 2015-01-12 |  | 2015-01-12 | Executed
DC | Wake | David Schulman | 120/240 | Distribution |  | 2.2 | Solar | Residential | 211 Inwood Forest Drive | Raleigh | NC | 27603 | Approved | NC NM-Net Metering for Renewable Energy Facilities | PEC Carolinas | 2012-09-19 | Connected | Photovoltaic |  | 1.76 | Northern | Single | 2012-10-18 |  |  | Executed
DC | Gaston | Deloris A Johnson | 120/240 | Distribution | Qty 8 Renesola Virtus II 250W Solar Panels | 2 | Solar | Residential | 106 Cedar Ln | Stanley | NC | 28164 | Approved | NM-NC Net Metering | Carolinas |  | Pending Meter Set | Photovoltaic |  | 1.72 | Central | Single | 2015-03-23 | 2015-05-15 | 2015-03-23 | Open
DC | Marion | David Shira |  | Distribution |  | 6.85 | Solar | Residential | 8353 SW 82nd Loop | Ocala | FL | 34481 | Approved | NM-FL Net Metering | FL | 2014-03-17 | Connected | Photovoltaic |  | 5.823 | North Coastal |  | 2014-09-10 |  |  | Executed
DC | Greenville | Sarah N. Nicholson | 120/240 | Distribution |  | 4.68 | Solar | Residential | 39 Westview Ave | Greenville | SC | 29609 | Approved | NM-SC Net Metering | Carolinas | 2010-06-29 | Connected | Photovoltaic |  | 4.68 | Southern | Single | 2011-04-07 |  | 2010-06-01 | Executed
DC | Pinellas | David Singer |  | Distribution |  | 5.06 | Solar | Residential | 3019 HOMESTEAD OAKS DR | Clearwater | FL | 33759 | Approved | NM-FL Net Metering | FL | 2010-04-19 | Connected | Photovoltaic |  | 4.301 | South Coastal |  | 2014-09-10 |  |  | Executed
DC | Orange | Sarah Janssen | 120/240 | Distribution |  | 2.4 | Solar | Residential | 734 Joseph Ct | Hillsborough | NC | 27278 | Approved | SCG-NC Small Customer Generator Rider | Carolinas | 2006-05-03 | Connected | Photovoltaic |  | 2.4 | Northern | Single | 2011-04-07 |  | 2006-04-29 | Executed
DC | Buncombe | David T McDermott | 120/240 | Distribution |  | 9 | Solar | Residential | 125 Flat Top Mountain Rd | Fairview | NC | 28730 | Approved | NC NM-Net Metering for Renewable Energy Facilities | PEC Carolinas | 2015-03-23 | Connected | Photovoltaic |  | 8 | Western | Single | 2014-10-16 |  | 2014-10-16 | Executed
DC | LAKE | David Ertel |  | Distribution |  | 6 | Solar | Residential | 399 SILVER MAPLE ROAD, SOLAR PWR | GROVELAND | FL | 34736 | Approved | NM-FL Net Metering | FL | 2013-07-03 | Connected | Photovoltaic |  | 5.1 | South Central |  | 2014-09-10 |  |  | Executed
DC | CLERMONT | DENISE FURUYA | single |  | Skystream 3.7 wind turbine | 2.4 | Wind | Residential | 2015 LOUIE LN | WILLIAMSBURG | OH | 45176 | Approved | Rider NM - Net Metering Rider - OH | OH/KY | 2010-01-18 | Connected | Turbine |  | 2.4 | East | 120/240 |  |  |  | Executed
DC | Polk | Sarah C Henderson-Seal | 120/240 | Distribution | Qty 12 Suniva 270 W Solar Panels | 3.24 | Solar | Residential | 330 Beau Valley Ln | Tryon | NC | 28782 | Approved | NM-NC Net Metering | Carolinas | 2014-07-25 | Connected | Photovoltaic |  | 2.58 | Southern | Single | 2014-06-16 | 2014-07-23 | 2014-06-16 | Executed
DC | Osceola | David Searcy |  | Distribution |  | 9.84 | Solar | Residential | 4290 RAMBLER AVE | St Cloud | FL | 34772 | Approved | NM-FL Net Metering | FL | 2011-07-05 | Connected | Photovoltaic |  | 8.364 | South Central |  | 2014-09-10 |  |  | Executed
DC | Seminole | David Spanier |  | Distribution |  | 5.76 | Solar | Residential | 104 DELLWOOD DR | Longwood | FL | 32750 | Approved | NM-FL Net Metering | FL | 2012-09-21 | Connected | Photovoltaic |  | 4.896 | North Central |  | 2014-09-10 |  |  | Executed
DC | Mecklenburg | Sapphire Technical Solutions, LLC | 480Y/277 | Distribution |  | 26.32 | Solar | Non-Residential | 10230 Rodney St | Pineville | NC | 28134 | Approved | SCG-NC Small Customer Generator Rider | Carolinas | 2012-06-20 | Connected | Photovoltaic |  | 20 | Central | 3-phase | 2011-12-16 |  | 2011-12-16 | Executed
DC | Chatham | David W. Peterson | 120/240 | Distribution | Qty 30 SPR 225 | 7.65 | Solar | Residential | 1942 Rock Rest Rd. | Pittsboro | NC | 27312 | Approved | NC NM-Net Metering for Renewable Energy Facilities | PEC Carolinas | 2014-09-04 | Connected | Photovoltaic |  | 5.2 | Northern | Single | 2014-07-24 |  | 2014-07-24 | Executed
DC | Mecklenburg | Sapphire Technical Solutions, LLC | 480Y/277 | Distribution |  | 26.32 | Solar | Non-Residential | 10230 Rodney St | Pineville | NC | 28134 | Approved | SCG-NC Small Customer Generator Rider | Carolinas | 2012-06-20 | Connected | Photovoltaic |  | 20 | Central | 3-phase | 2014-06-12 |  | 2014-06-12 | Executed
DC | Caswell | Sandy Hays | 120/240 | Distribution | 12 235W Schott Solar Panels | 2.82 | Solar | Residential | 6641 Old US Highway 29 | Pelham | NC | 27311 | Approved | NM-NC Net Metering | Carolinas | 2013-06-25 | Connected | Photovoltaic |  | 2.82 | Northern | Single | 2012-10-02 | 2013-06-24 | 2012-10-02 | Executed
DC |  | David Waller | 120/240 | Distribution | Twenty-Eight 220 Watt Sanyo Solar Panels | 6.16 | Solar | Residential | 5480 Brown Road | Oxford | OH | 45056 | Approved | Rider NM - Net Metering Rider - OH | OH/KY | 2011-10-14 | Connected | Photovoltaic |  | 5.88 | South | Single | 2011-10-05 |  | 2011-10-05 | Executed
DC | Wake | Sandra Smith-Nonini | 120/240 | Distribution | QTY 16 Rec peak 250 BLK | 4 | Solar | Residential | 2030 Englewood Ave | Durham | NC | 27705 | Approved | NM-NC Net Metering | Carolinas | 2014-05-08 | Connected | Photovoltaic |  | 4 | Northern | Single | 2014-04-11 | 2014-05-07 | 2014-04-11 | Executed
DC | Marion | David Weeter |  | Distribution |  | 4.41 | Solar | Residential | 10097 SW 92ND STREET ROAD | OCALA | FL | 34481 | Approved | NM-FL Net Metering | FL | 2013-07-12 | Connected | Photovoltaic |  | 3.749 | North Coastal |  | 2014-09-10 |  |  | Executed
DC | Lake | David Weinstein | 120/240 | Distribution | Qty 30 (250 Watt) Yingli YL250P-29B Solar Panels | 7.5 | Solar | Residential | 164 Crepe Myrtle Dr | Solar Power Groveland | FL | 34736 | Approved | NM-FL Net Metering | FL | 2015-03-02 | Connected | Photovoltaic |  | 6.38 | South Central | Single | 2015-02-09 |  | 2015-02-09 | Executed
DC | Orange | Sandra J Simmons | 120/240 | Distribution | Qty 12 (250 Watt) REC250PE BLK Solar Panels | 3 | Solar | Residential | 228 Markham Dr | Chapel Hill | NC | 27514 | Approved | NM-NC Net Metering | Carolinas | 2013-01-24 | Connected | Photovoltaic |  | 2.58 | Northern | Single | 2012-12-13 | 2013-01-23 | 2012-12-13 | Executed
DC | Alamance | SanDan Farm - NM | 120/240 | Distribution |  | 24 | Solar | Non-Residential | 4934 Harvest Rd | McLeansville | NC | 27301 | Approved | PP-N NC - Non-Hydroelectric Qualifying Facilities | Carolinas | 2009-12-29 | Connected | Photovoltaic | SanDan Farm PV Installation | 24 | Northern | Single | 2011-04-07 |  | 2009-09-28 | Executed
DC | Volusia | David Zarling |  | Distribution |  | 2.5 | Solar | Residential | 1913 South Lehigh Drive | Deltona | FL | 32738 | Approved | NM-FL Net Metering | FL | 2008-10-20 | Connected | Photovoltaic |  | 2.125 | North Central |  | 2014-09-10 |  |  | Executed
DC | Pinellas | David Ziegler | 120/240 | Distribution | Qty 42 CanadianSolar CS6P-255P solar panels | 10.71 | Solar | Residential | 1346 Linstock Dr | Holiday | FL | 34690 | Approved | NM-FL Net Metering | FL | 2015-03-03 | Connected | Photovoltaic |  | 9.1 | South Coastal | Single | 2015-03-02 |  | 2015-03-02 | Executed
DC | Union | Samuel J McClelland | 120/240 | Distribution | qty 10 Renesola Virtus II 250 w PV modules | 2.5 | Solar | Residential | 10011 Mini Ranch Rd | Waxhaw | NC | 28173 | Approved | NM-NC Net Metering | Carolinas | 2015-04-24 | Connected | Photovoltaic |  | 2.15 | Central | Single | 2015-03-03 | 2015-04-21 | 2015-03-03 | Executed
DC | Lincoln | Samuel Ervin | 120/240 | Distribution | Qty 4 Renesola 250W Solar Panel | 1 | Solar | Residential | 314 Sunny Hill Dr. | Lincolnton | NC | 28092 | Approved | NM-NC Net Metering | Carolinas | 2015-02-11 | Connected | Photovoltaic |  | 0.86 | Central | Single | 2014-11-11 | 2015-02-09 | 2014-11-11 | Executed
DC | Rutherford | Samuel C. Bingham | 120/240 | Distribution |  | 3.6 | Solar | Residential | 845 Baber Rd | Rutherfordton | NC | 28139 | Approved | PP-N NC - Non-Hydroelectric Qualifying Facilities | Carolinas | 2010-09-24 | Connected | Photovoltaic | Bingham PV Installation | 3.6 | Southern | Single | 2011-04-07 |  | 2010-08-10 | Executed
DC | Orange | Davis Odoniel |  | Distribution |  | 9.87 | Solar | Residential | 17517 DEER ISLE CIR | Winter Garden | FL | 34787 | Approved | NM-FL Net Metering | FL | 2011-06-22 | Connected | Photovoltaic |  | 8.39 | South Central |  | 2014-09-10 |  |  | Executed
DC | Citrus | Dawn Mobley | 120/240 | Distribution | Qty 36 SW285W solar panels | 10.26 | Solar | Residential | 3775 E Jerome St | Inverness | FL | 34453 | Approved | NM-FL Net Metering | FL | 2015-03-20 | Connected | Photovoltaic |  | 8.72 | North Coastal | Single | 2015-03-19 |  | 2015-03-19 | Executed
DC | Lake | Dennis Lee Snyder |  | Distribution |  | 6.16 | Solar | Residential | 375 SILVER MAPLE RD, SOLAR PWR | Groveland | FL | 34736 | Approved | NM-FL Net Metering | FL | 2012-10-10 | Cancelled | Photovoltaic |  | 5.236 | South Central |  | 2014-09-10 |  |  | Cancelled
DC | Durham | Samuel Buell | 120/240 | Distribution | Qty 25 255W REC Solar Panels | 6.38 | Solar | Residential | 1005 Watts St | Durham | NC | 27701 | Approved | NM-NC Net Metering | Carolinas | 2014-10-21 | Connected | Photovoltaic |  | 6 | Northern | Single | 2014-09-15 | 2014-10-20 | 2014-09-15 | Executed
DC | Pinellas | Dayne Beam |  | Distribution |  | 2.94 | Solar | Residential | 106 7TH AVE | St Petersburg | FL | 33706 | Approved | NM-FL Net Metering | FL | 2011-01-07 | Connected | Photovoltaic |  | 2.499 | South Coastal |  | 2014-09-10 |  |  | Executed
DC | Highlands | Dennis Mee |  | Distribution |  | 9.46 | Solar | Residential | 3001 CEDORA TER | SEBRING | FL | 33870 | Approved | NM-FL Net Metering | FL | 2011-05-12 | Superseded | Photovoltaic |  | 8.041 | South Central |  | 2014-09-10 |  |  | Superceded
DC | Orange | Dayton Altman |  | Distribution |  | 10 | Solar | Residential | 3074 COSTA CLUB DR | OCOEE | FL | 34761 | Approved | NM-FL Net Metering | FL | 2012-04-12 | Connected | Photovoltaic |  | 8.5 | South Central |  | 2014-09-10 |  |  | Executed
DC | Alamance | Samuel B. Moore - NM | 120/240 | Distribution |  | 2.4 | Solar | Non-Residential | 3862 Shepherd Rd | Elon | NC | 27244 | Approved | NM-NC Net Metering | Carolinas | 2012-01-25 | Connected | Photovoltaic |  | 2.4 | Northern | Single | 2011-12-27 |  | 2011-12-27 | Executed
AC | FAYETTE | DENNIS SHERCK | 120/240 |  | 5.5 kW Breezy wind turbine | 5.5 | Wind | Residential | 3363 STATE ROAD 44 E | CONNERSVILLE | IN | 47331 | Approved | Net Metering - Standard Contract Rider No. 57 | IN | 2010-04-15 | Connected | Turbine |  | 5.5 | Southeast | Single |  |  |  | Executed
DC | Marion | Dean Bard |  | Distribution |  | 5.04 | Solar | Residential | 9729 SW 89TH LOOP | Ocala | FL | 34481 | Approved | NM-FL Net Metering | FL | 2010-05-18 | Connected | Photovoltaic |  | 4.284 | North Coastal |  | 2014-09-10 |  |  | Executed
AC | GIBSON | DENNIS TITZER | 120/240 |  | Breezy 5.5 wind turbine | 5.5 | Wind | Residential | 5900 1025 E S | OAKLAND CITY | IN | 47660 | Approved | Net Metering - Standard Contract Rider No. 57 | IN | 2008-12-04 | Connected | Turbine |  | 5.5 | Soutwest | Single |  |  |  | Executed
DC | Highlands | Dean Dennis | 120/240 | Distribution | Qty 39 Renergy 250W Solar Panels | 9.75 | Solar | Residential | 3014 Cedora Ter | Sebring | FL | 33870 | Approved | NM-FL Net Metering | FL | 2015-05-11 | Connected | Photovoltaic |  | 8.288 | South Central | Single | 2015-05-07 |  | 2015-05-07 | Executed
DC | ORANGE | Dean Johnston |  | Distribution |  | 10 | Solar | Residential | 3240 CARLA ST | ORLANDO | FL | 32806 | Approved | NM-FL Net Metering | FL | 2014-07-09 | Connected | Photovoltaic |  | 8.5 | South Central |  | 2014-09-10 |  |  | Executed
DC | Alamance | Samuel B. Moore | 120/240 | Distribution | 16 Sharp ND Q235 Panel | 3.8 | Solar | Residential | 4003 Birkdale Ct | Elon | NC | 27244 | Approved | NM-NC Net Metering | Carolinas | 2012-11-08 | Connected | Photovoltaic |  | 3.44 | Northern | Single | 2012-08-21 | 2012-11-07 | 2012-08-21 | Executed
DC | Orange | Samuel A Payton | 120/240 | Distribution | 1 string of 15 Candian Solar 260W Solar Panels | 3.9 | Solar | Residential | 309 Laurel Ave Unit#B | Carrboro | NC | 27510 | Approved | NM-NC Net Metering | Carolinas | 2014-12-30 | Connected | Photovoltaic |  | 3.75 | Northern | Single | 2014-10-21 | 2014-12-23 | 2014-10-21 | Executed
DC | Rutherford | Depriest Solar, LLC |  | Distribution | QTY 18,506 The Utility 305 Watt Module TSM-PD14 | 5644.33 | Solar | Non-Residential | 1408 Depriest Rd | Bostic | NC | 28018 | Pending | PP-N NC - Non-Hydroelectric Qualifying Facilities | Carolinas |  | Pending | Photovoltaic |  | 4500 | Southern | 3-phase | 2015-03-13 |  | 2015-03-13 | Open
DC | Catawba | Derek Gault | 120/240 | Distribution | Qty 90 (145 Watt) Stion STO-145 Solar Panels | 13.05 | Solar | Residential | 3655 Gordon St | Terrell | NC | 28682 | Pending | NM-NC Net Metering | Carolinas |  | Pending | Photovoltaic |  | 10.05 | Central | Single | 2014-10-20 |  | 2014-10-20 | Open
DC | Lake | Deanna Lewis |  | Distribution |  | 5.76 | Solar | Residential | 25547 PINE VALLEY DR | SORRENTO | FL | 32776 | Approved | NM-FL Net Metering | FL | 2012-08-07 | Connected | Photovoltaic |  | 4.896 | North Central |  | 2014-09-10 |  |  | Executed
DC | Wake | Deanna Stojan | 120/240 | Distribution | Qty 16 270w Suniva PV modules | 4.32 | Solar | Residential | 1232 Nikole Ct | Raleigh | NC | 27612 | Approved | NC NM-Net Metering for Renewable Energy Facilities | PEC Carolinas | 2015-06-10 | Connected | Photovoltaic |  | 4 | Northern | Single | 2015-04-07 |  | 2015-04-07 | Executed
DC | Hamilton | Debbie Clark | 120/240 | Distribution | twelve 265-W SolarWorld Sunmodule solar modules | 3.18 | Solar | Residential | 355 Ashley Ln | Cincinnati | OH | 45215 | Approved | Rider NM - Net Metering Rider - OH | OH/KY | 2014-06-03 | Connected | Photovoltaic |  | 3 | South | Single | 2014-05-28 |  | 2014-05-28 | Executed
DC | HAMILTON | DERRICK WOODHAM | single |  | twenty-two 220-W Schuco MPE220 PS-09 modules | 4.84 | Solar | Residential | 1910 BLUEBELL DR | CINCINNATI | OH | 45224 | Approved | Rider NM - Net Metering Rider - OH | OH/KY | 2010-11-18 | Connected | Photovoltaic |  | 4.18 | Central | 120/240 |  |  |  | Executed
DC | Franklin | Debbie Lohrey | 120/240 | Distribution | fifty-four 270-W Suniva Optimus OPT-270-60-4-1B0 solar panels | 14.58 | Solar | Residential | 12095 State Road 1 | Brookville | IN | 47012 | Pending | Net Metering - Standard Contract Rider No. 57 | IN | 2014-09-11 | Connected | Photovoltaic |  | 13.5 | Southern | Single | 2014-09-03 |  | 2014-09-03 | Executed
DC | Highlands | Debbie Mcbroom |  | Distribution |  | 14.4 | Solar | Residential | 3201 Sparkling Dr | SEBRING | FL | 33870 | Approved | NM-FL Net Metering | FL | 2012-11-09 | Connected | Photovoltaic |  | 12.24 | South Central |  | 2014-09-10 |  |  | Executed
DC | Volusia | Debbie Wilke |  | Distribution |  | 7.2 | Solar | Residential | 810 ISLAND GROVE DR | DELAND | FL | 32724 | Approved | NM-FL Net Metering | FL | 2013-02-07 | Connected | Photovoltaic |  | 6.12 | North Central |  | 2014-09-10 |  |  | Executed
DC | Wake | Detlef Knappe | 120/240 |  |  | 3.95 | Solar | Residential | 509 Northbrook Dr. | Raleigh | NC | 27609 | Approved | NC CSP-Cogeneration and Small Power Producer-Sell All | PEC Carolinas | 2009-07-06 | Connected | Photovoltaic |  | 3.16 | Northern | Single | 2012-10-18 |  |  | Executed
DC | Mecklenburg | Samir Borkar | 120/240 | Distribution | Qty 21 Sunpream 280 W Solar Panels | 5.88 | Solar | Residential | 5823 Cactus Valley Rd | Charlotte | NC | 28277 | Approved | NM-NC Net Metering | Carolinas | 2014-07-24 | Connected | Photovoltaic |  | 7.63 | Central | Single | 2014-07-03 | 2014-07-17 | 2014-07-03 | Executed
DC |  | Devonya Shuck | 120/240 | Distribution | 8 Mage Powertek Plus 240W Solar Modules | 1.92 | Solar | Residential | 2028 Supreme Ct | Kokomo | IN | 46902 | Approved | Net Metering - Standard Contract Rider No. 57 | IN | 2013-01-10 | Superseded | Photovoltaic |  | 1.904 | Northern | Single | 2012-11-07 |  | 2012-11-07 | Superceded
DC | Mecklenburg | Sam Y Sung | 240 Delta | Distribution |  | 10.8 | Solar | Residential | 1109 Randolph Oaks Ct | Charlotte | NC | 28211 | Approved | NM-NC Net Metering | Carolinas | 2011-12-12 | Connected | Photovoltaic |  | 10.8 | Central | 3-phase | 2011-10-13 |  | 2011-10-13 | Executed
DC | Mecklenburg | Sam G Dellinger | 120/240 | Distribution | 22 (240 Watt) Sunmodule SW 240 | 5.28 | Solar | Residential | 1145 Willhaven Dr | Charlotte | NC | 28211 | Approved | SCG-NC Small Customer Generator Rider | Carolinas | 2012-06-25 | Connected | Photovoltaic |  | 4.73 | Central | Single | 2012-06-01 |  | 2012-06-01 | Executed
DC | Pinellas | Deborah Bushnell |  | Distribution |  | 2.58 | Solar | Residential | 645 LOUDEN AVE | DUNEDIN | FL | 32698 | Approved | NM-FL Net Metering | FL | 2010-12-07 | Connected | Photovoltaic |  | 2.193 | South Coastal |  | 2014-09-10 |  |  | Executed
DC | Sumter | Deborah Fostier |  | Distribution |  | 3.76 | Solar | Residential | 4787 COUNTY ROAD 116 | WILDWOOD | FL | 34785 | Approved | NM-FL Net Metering | FL | 2012-04-27 | Connected | Photovoltaic |  | 3.196 | North Coastal |  | 2014-09-10 |  |  | Executed
DC | Durham | Sally K Fessler | 120/240 | Distribution | Qty 24 (240 Watt) Aleo S79U240 | 5.76 | Solar | Residential | 305 E Delafield Ave | Durham | NC | 27704 | Approved | SCG-NC Small Customer Generator Rider | Carolinas | 2012-12-18 | Connected | Photovoltaic |  | 5 | Northern | Single | 2012-10-26 | 2012-12-18 | 2012-10-26 | Executed
DC | HIGHLANDS | Deborah Baker |  | Distribution |  | 8.48 | Solar | Residential | 5529 LAKE HAVEN BLVD | SEBRING | FL | 33875 | Approved | NM-FL Net Metering | FL | 2013-11-01 | Connected | Photovoltaic |  | 7.208 | South Central |  | 2014-09-10 |  |  | Executed
DC | Hamilton | Deborah L Jordan | 120/240 | Distribution | five 285-W SolarWorld Sunmodule Plus SW 285 solar panels | 1.43 | Solar | Residential | 601 E Enright | Cincinnati | OH | 45205 | Approved | Rider NM - Net Metering Rider - OH | OH/KY | 2015-05-28 | Connected | Photovoltaic |  | 1.25 | South | Single | 2015-05-12 |  | 2015-05-12 | Executed
DC |  | Deborah L. Ventura | 120/240 | Distribution | Qty 8 CS6P, 255watts-solar panels | 2.04 | Solar | Residential | 79 Bayou Bend Rd, Solar Power | Groveland | FL | 34736 | Approved | NM-FL Net Metering | FL | 2015-06-10 | Connected | Photovoltaic |  | 1.734 | South Central | Single | 2015-06-07 |  | 2015-06-07 | Executed
DC | Polk | Deborah Summerlin |  | Distribution |  | 12 | Solar | Residential | 128 REEDY CREEK DR | Frostproof | FL | 33843 | Approved | NM-FL Net Metering | FL | 2010-04-23 | Connected | Photovoltaic |  | 10.2 | South Central |  | 2014-09-10 |  |  | Executed
DC | Orange | Sally E Robertson | 120/240 | Distribution | Qty 16 255 Watt REC 255 PE Solar Panel | 4.08 | Solar | Residential | 113 Circadian Way | Chapel Hill | NC | 27516 | Approved | NM-NC Net Metering | Carolinas | 2014-09-05 | Connected | Photovoltaic |  | 3.8 | Northern | Single | 2014-08-18 | 2014-09-03 | 2014-08-18 | Executed
DC | Mecklenburg | Diane & Gerald Applefield | 120/240 | Distribution |  |  | Solar | Residential | 4115 Chelmsford Rd | Charlotte | NC | 28211 | Pending | NM-NC Net Metering | Carolinas |  | Pending | Photovoltaic |  |  | Central | Single | 2015-04-27 |  | 2015-04-27 | Open
DC | Mecklenburg | Saia Motor Freight Line, LLC | 480Y/277 | Distribution | QTY 881 Sun Power 327 E-Series Commercial Solar Panels | 288.09 | Solar | Non-Residential | 1101 W Craighead Rd | Charlotte | NC | 28206 | Approved | PP-N NC - Non-Hydroelectric Qualifying Facilities | Carolinas | 2014-10-07 | Connected | Photovoltaic | SAIA Motor Freight Line, LLC | 255 | Central | 3-phase | 2014-06-02 | 2014-10-07 | 2014-06-02 | Executed
DC | Mecklenburg | Sagar Kapse | 120/240 | Distribution | Qty 25 E19/320SP-320W, solar panels | 8 | Solar | Residential | 3515 Deborah Drive | Charlotte | NC | 28270 | Approved | NM-NC Net Metering | Carolinas | 2015-06-15 | Connected | Photovoltaic |  | 7.6 | Central | Single | 2015-05-14 | 2015-06-12 | 2015-05-14 | Executed
DC | Butler | Debra Turner | 120/240 | Distribution | QTY 18 240 Watt Solar Panels | 4.32 | Solar | Residential | 6739 Alex Rd W | Middletown | OH | 45042 | Approved | Rider NM - Net Metering Rider - OH | OH/KY | 2014-07-29 | Connected | Photovoltaic |  | 3.96 | South | Single | 2014-07-29 |  | 2014-07-29 | Executed
DC | Orange | Sabrina Zadrozny | 120/240 | Distribution | qty 14 255 REC (BLK) solar panels | 3.57 | Solar | Residential | 105 Pine St | Carrboro | NC | 27513 | Approved | NM-NC Net Metering | Carolinas | 2015-02-12 | Connected | Photovoltaic |  | 3.57 | Northern | Single | 2015-01-26 | 2015-02-11 | 2015-01-26 | Executed
DC | Henderson | Ryan T. Lubbers | 120/240 | Distribution | Qty 16 (230 Watt) Solar World Sunmodule SW 230 poly | 3.68 | Solar | Residential | 35 Silver Bell RD | Gerton | NC | 28735 | Approved | SCG-NC Small Customer Generator Rider | Carolinas | 2011-11-07 | Connected | Photovoltaic |  | 3.44 | Southern | Single | 2011-09-20 |  | 2011-09-20 | Executed
DC | Buncombe | Diane Estes | 120/240 |  |  | 5.93 | Solar | Residential | 685 Leicester Hwy. | Asheville | NC | 28806 | Approved | NC CSP-Cogeneration and Small Power Producer-Sell All | PEC Carolinas | 2011-02-24 | Connected | Photovoltaic |  | 4.74 | Western | Single | 2012-10-18 |  |  | Executed
DC | Orange | Debra J Miller | 120/240 | Distribution | Qty 40 Canadian CS6P 255W Solar Panels | 10.2 | Solar | Residential | 4703 Sturbridge Cir | Orlando | FL | 32812 | Approved | NM-FL Net Metering | FL | 2015-06-11 | Connected | Photovoltaic |  | 8.67 | South Central | Single | 2015-06-08 |  | 2015-06-08 | Executed
DC | Orange | Debra Kron | 120/240 | Distribution |  | 5 | Solar | Residential | 1122 DEGRAW DR | Apopka | FL | 32712 | Approved | NM-FL Net Metering | FL | 2015-01-20 | Connected | Photovoltaic |  | 4.25 | North Central | Single | 2015-01-11 |  | 2015-01-11 | Executed
DC | Orange | Debra Phelps | 120/240 | Distribution | Sun Power 4.3 | 4.35 | Solar | Residential | 6404 LYNN RD | Orlando | FL | 32810 | Approved | NM-FL Net Metering | FL | 2014-12-18 | Connected | Photovoltaic |  | 3.7 | North Central | Single | 2014-12-18 |  | 2014-12-18 | Executed
DC | Mecklenburg | Ryan Sullivan | 120/240 | Distribution | QTY: 15 SunPower SPR 327NE | 4.91 | Solar | Residential | 7326 Willow Creek | Charlotte | NC | 28270 | Approved | NM-NC Net Metering | Carolinas | 2014-01-17 | Connected | Photovoltaic |  | 4.91 | Central | Single | 2013-11-08 | 2014-01-14 | 2013-11-08 | Executed
DC | Lancaster | Diann E Teague | 120/240 | Distribution |  | 10.8 | Solar | Residential | 1289 Trailstream Dr | Lancaster | SC | 28720 | Approved | NM-SC Net Metering | Carolinas | 2014-06-16 | Superseded | Photovoltaic |  | 10 | Central | Single | 2014-05-29 | 2014-06-11 | 2014-05-29 | Superceded
DC | Lancaster | Diann E Teague | 120/240 | Distribution | Qty 12: LG 300 W Solar Panels = 3.6 | 3.6 | Solar | Residential | 1289 Trailstream Dr | Lancaster | SC | 28720 | Pending | NM-SC Net Metering | Carolinas |  | Pending | Photovoltaic |  | 3.6 | Central | Single | 2015-02-09 | 2015-04-15 | 2015-02-09 | Open
DC | Mecklenburg | Ruth Nestor-Murray | 120/240 | Distribution | Qty 4 250W ReneSola Solar Panels | 1 | Solar | Residential | 4005 Raccoon Run Ct | Matthews | NC | 28105 | Approved | NM-NC Net Metering | Carolinas | 2014-11-14 | Connected | Photovoltaic |  | 0.86 | Central | Single | 2014-09-17 | 2014-11-13 | 2014-09-17 | Executed
DC | Mecklenburg | Ruth Moeller | 120/240 | Distribution | Qty 8 250W Solarworld Solar Panels | 2 | Solar | Residential | 5439 Chedworth Dr | Charlotte | NC | 28210 | Approved | NM-NC Net Metering | Carolinas | 2014-10-21 | Connected | Photovoltaic |  | 2.597 | Central | Single | 2014-09-09 | 2014-09-22 | 2014-09-09 | Executed
DC | Marion | Dianna Miller |  | Distribution |  | 5.04 | Solar | Residential | 18329 SW 75TH LOOP | Dunnellon | FL | 34432 | Approved | NM-FL Net Metering | FL | 2009-12-28 | Superseded | Photovoltaic |  | 4.284 | North Coastal |  | 2014-09-10 |  |  | Superceded
DC | Osceola | Delores Flood |  | Distribution |  | 5 | Solar | Residential | 130 MEDICI LOOP | KISSIMMEE | FL | 34759 | Approved | NM-FL Net Metering | FL | 2012-07-10 | Connected | Photovoltaic |  | 4.25 | South Central |  | 2014-09-10 |  |  | Executed
DC | Transylvania | Russell Von Stein | 120/240 | Distribution |  | 3.1 | Solar | Residential | 5267 Rich Mountain Rd | Brevard | NC | 28712 | Approved | PP-N NC - Non-Hydroelectric Qualifying Facilities | Carolinas | 2009-12-17 | Connected | Photovoltaic | Von Stein PV Installation | 3 | Southern | Single | 2011-04-07 |  | 2009-11-17 | Executed
DC | Buncombe | Deltec Homes |  | Distribution |  | 55 | Solar | Non-Residential | 69 Bingham Road | Asheville | NC | 28806 | Approved | NC CSP29-Cogeneration and Small Power Producer-Sell All | PEC Carolinas | 2007-12-27 | Connected | Photovoltaic |  | 44 | Unknown |  | 2014-10-21 |  | 2007-09-07 | Executed
DC | Vance | Dement Farm, LLC |  | Distribution |  | 6240 | Solar | Non-Residential | 5393 N Carolina 39 | Henderson | NC | 27537 | Approved | NC CSP27-Cogeneration and Small Power Producer-Sell All | PEC Carolinas | 2013-08-12 | Connected | Photovoltaic |  | 4975 | Unknown |  | 2014-10-21 |  | 2012-08-07 | Executed
DC | Pinellas | Denis Cohrs | 120/240 | Distribution | Qty 26 (235 Watt) Trina 235 Solar Panels | 6.11 | Solar | Residential | 14260 Shearwater Ct | Clearwater | FL | 33762 | Approved | NM-FL Net Metering | FL | 2015-05-04 | Connected | Photovoltaic |  | 5.19 | South Coastal | Single | 2015-01-11 |  | 2015-01-11 | Executed
DC | Rockingham | Diesel Solar |  | Distribution | 21780 Trina TSM-285 PA 14 panels | 6207 | Solar | Non-Residential | 133 Powell Rd | Ruffin | NC | 27326 | Cancelled | PP-N NC - Non-Hydroelectric Qualifying Facilities | Carolinas |  | Cancelled | Photovoltaic |  | 5000 | Northern | 3-phase | 2013-05-20 |  | 2013-05-20 | Cancelled
DC | Iredell | Russell Le Roberts | 120/240 | Distribution |  | 2.94 | Solar | Residential | 374 Cataline Dr | Mooresville | NC | 28117 | Approved | SCG-NC Small Customer Generator Rider | Carolinas | 2011-02-15 | Connected | Photovoltaic |  | 2.94 | Central | Single | 2011-04-07 |  | 2010-12-03 | Executed
DC | Buncombe | Denise E. Dvoretz | 120/240 | Distribution | QTY: 34 Jinko 285 | 9.69 | Solar | Residential | 51 Bridges Cove Rd. | Leicester | NC | 28748 | Approved | NM-NC Net Metering | PEC Carolinas | 2014-06-16 | Connected | Photovoltaic |  | 9 | Western | Single | 2014-04-16 |  | 2014-04-16 | Executed
DC | Henderson | Russ Chase | 120/240 | Distribution | Twenty Four SunModule SW 250 Watts solar panels | 6 | Solar | Residential | 331 Toms Falls Rd. | Hendersonville | NC | 28792 | Approved | NM-NC Net Metering | Carolinas | 2014-04-02 | Connected | Photovoltaic |  | 5.16 | Southern | Single | 2014-01-31 | 2014-03-04 | 2014-01-31 | Executed
DC | KENTON | DIOCESAN CATHOLIC CHILDRENS HOME |  |  | ten 205-W SunPower SPR-205 modules | 2.05 | Solar | Non-Residential | 75 ORPHANAGE RD | FORT MITCHELL | KY | 41017 | Approved | Rider NM - Net Metering Rider - KY | OH/KY | 2007-11-27 | Connected | Photovoltaic |  | 2.05 | North | Single |  |  |  | Executed
DC | CITRUS | Denise Allen |  | Distribution |  | 3.1 | Solar | Residential | 11 MANGROVE CT W | HOMOSASSA | FL | 34446 | Approved | NM-FL Net Metering | FL | 2014-06-06 | Connected | Photovoltaic |  | 2.635 | North Coastal |  | 2014-09-10 |  |  | Executed
DC | WAKE | Disaster Restoration Services, Corp. | 120/240 |  |  | 9.1 | Solar | Residential | 222 Turquoise Creek Dr. | Cary | NC | 27513 | Approved | NC CSP-Cogeneration and Small Power Producer-Sell All | PEC Carolinas | 2009-06-30 | Connected | Photovoltaic |  | 7.28 | Northern | Single | 2012-10-18 |  |  | Executed
DC | Pinellas | Denise Day |  | Distribution |  | 10.18 | Solar | Residential | 1420 GEORGIA AVE | PALM HARBOR | FL | 34683 | Approved | NM-FL Net Metering | FL | 2014-05-06 | Connected | Photovoltaic |  | 8.649 | South Coastal |  | 2014-09-10 |  |  | Executed
DC | Wake | Denise Shungu | 120/240 | Distribution | qty 12 Suniva OPT 270 W PV Modules | 3.24 | Solar | Residential | 408 Berlin Way | Morrisville | NC | 27560 | Approved | NC NM-Net Metering for Renewable Energy Facilities | PEC Carolinas | 2015-06-02 | Connected | Photovoltaic |  | 3 | Northern | Single | 2015-04-06 |  | 2015-04-06 | Executed
DC | ORANGE | Denise Smith |  | Distribution |  | 10 | Solar | Residential | 66 EASTWIND LN | MAITLAND | FL | 32751 | Approved | NM-FL Net Metering | FL | 2014-01-30 | Connected | Photovoltaic |  | 8.5 | North Central |  | 2014-09-10 |  |  | Executed
DC | Polk | Dennis Crull |  | Distribution |  | 7 | Solar | Residential | 905 N HAMPTON DR | Davenport | FL | 33897 | Approved | NM-FL Net Metering | FL | 2009-08-10 | Connected | Photovoltaic |  | 5.95 | South Central |  | 2014-09-10 |  |  | Executed
DC | Pinellas | Dennis Schulman |  | Distribution |  | 6.9 | Solar | Residential | 9591 128TH TER | LARGO | FL | 33773 | Approved | NM-FL Net Metering | FL | 2011-05-25 | Connected | Photovoltaic |  | 5.865 | South Coastal |  | 2014-09-10 |  |  | Executed
DC |  | Dennis Beisel | 120/240 | Distribution | eight Sharp 235-W solar modules | 1.88 | Solar | Residential | 2692 South Rd | Cincinnati | OH | 45233 | Approved | Rider NM - Net Metering Rider - OH | OH/KY | 2012-10-02 | Connected | Photovoltaic |  | 1.72 | North | Single | 2012-09-17 |  | 2012-09-17 | Executed
DC | Henderson | Runaway Properties, LLC | 120/240 | Distribution |  | 9.03 | Solar | Non-Residential | 330 Runaway Farm Ln | Hendersonville | NC | 28792 | Approved | PP-N NC - Non-Hydroelectric Qualifying Facilities | Carolinas | 2011-02-18 | Connected | Photovoltaic | Runaway PV Installation | 9 | Southern | Single | 2011-04-07 |  | 2010-12-22 | Executed
DC | Orange | Roy Zweidinger | 120/240 | Distribution | Qty 20 CanadianSolar 250 W Solar Panels | 5 | Solar | Residential | 301 Rainbow Dr | Carrboro | NC | 27510 | Approved | NM-NC Net Metering | Carolinas | 2014-06-19 | Connected | Photovoltaic |  | 5 | Northern | Single | 2014-06-09 | 2014-06-18 | 2014-06-09 | Executed
DC | Forsyth | Roxie W Towns | 120/240 | Distribution | 2 strings of 11 (22 total) Suniva OPT-260-60-4-1B0 Panels | 5.72 | Solar | Residential | 206 Gloria Ave | Winston Salem | NC | 27127 | Approved | NM-NC Net Metering | Carolinas | 2014-07-10 | Connected | Photovoltaic |  | 4.73 | Northern | Single | 2014-06-11 | 2014-06-23 | 2014-06-11 | Executed
DC | Seminole | Dennis Dulniak | 120/240 | Distribution | Qty 28 SW285w Solar Panels | 7.98 | Solar | Residential | 1772 Carillon Park Dr | Oviedo | FL | 32765 | Approved | NM-FL Net Metering | FL | 2015-02-25 | Connected | Photovoltaic |  | 6.783 | North Central | Single | 2015-02-23 |  | 2015-02-23 | Executed
DC | Pasco | Dennis Hand |  | Distribution |  | 5.76 | Solar | Residential | 21104 LOS CABOS CT | LAND O LAKES | FL | 34637 | Approved | NM-FL Net Metering | FL | 2012-01-25 | Connected | Photovoltaic |  | 4.896 | South Coastal |  | 2014-09-10 |  |  | Executed
DC |  | Dennis J Varnau | 120/240 | Distribution | Forty-Eight 224 Watt Sharp Solar Panels | 10.75 | Solar | Residential | 7661 White Swan Road | Georgetown | OH | 45121 | Approved | Rider NM - Net Metering Rider - OH | OH/KY | 2011-07-13 | Connected | Photovoltaic |  | 9.12 | South | Single | 2011-06-29 |  | 2011-06-29 | Executed
DC | Pinellas | Dennis Williams |  | Distribution |  | 5 | Solar | Residential | 2064 POINT OVERLOOK DR NE | St Petersburg | FL | 33703 | Approved | NM-FL Net Metering | FL | 2010-01-06 | Connected | Photovoltaic |  | 4.25 | South Coastal |  | 2014-09-10 |  |  | Executed
DC | Osceola | Dennis Kerames |  | Distribution |  | 4.94 | Solar | Residential | 2260 WYNDHAM PALMS WAY | Kissimmee | FL | 34747 | Approved | NM-FL Net Metering | FL | 2009-11-20 | Connected | Photovoltaic |  | 4.199 | South Central |  | 2014-09-10 |  |  | Executed
DC | Yadkin | Dobbins Mill Farm, LLC |  | Distribution | Qty 21660 Candian Solar CS6X-300P | 6498 | Solar | Non-Residential | 1655 Dobbins Mill Rd | Yadkinville | NC | 27055 | Cancelled | PP-N NC - Non-Hydroelectric Qualifying Facilities | Carolinas |  | Cancelled | Photovoltaic |  | 4950 | Northern | 3-phase | 2013-02-11 |  | 2013-02-11 | Cancelled
DC | Monroe | Dennis Knapczyk | 120/240 | Distribution | Twenty-One 245 Watt Lumos Solar Panels | 5.15 | Solar | Residential | 1097 Dillman Road W | Bloomington | IN | 47403 | Approved | Net Metering - Standard Contract Rider No. 57 | IN | 2011-08-17 | Connected | Photovoltaic |  | 4.62 | Southern | Single | 2011-07-11 |  | 2011-07-11 | Executed
DC | Lake | Dennis Krashefski | 120/240 | Distribution |  | 6.5 | Solar | Residential | 357 SALT MARSH LN, SOLAR PWR | Groveland | FL | 34736 | Approved | NM-FL Net Metering | FL | 2014-12-18 | Connected | Photovoltaic |  | 5.53 | South Central | Single | 2014-11-13 |  | 2014-11-13 | Executed
DC | Greenville | Roxanne B Breland | 120/240 | Distribution | Qty10: SP 225W Sol Pan; Qty11: CS 260W Sol Pan; Qty 13: CS 260W Sol Pan | 8.49 | Solar | Residential | 1610 Poplar Drive Ext | Greer | SC | 29651 | Approved | NM-SC Net Metering | Carolinas | 2015-02-09 | Connected | Photovoltaic |  | 8.49 | Southern | Single | 2015-01-07 | 2015-01-09 | 2015-01-07 | Executed
DC | Orange | Dennis Lee Snyder | 120/240 | Distribution | SR-14-0133B | 10 | Solar | Residential | 504 Via Florence Dr | Apopka | FL | 32712 | Approved | NM-FL Net Metering | FL | 2014-10-06 | Connected | Photovoltaic |  | 8.5 | North Central | Single | 2014-10-09 |  | 2014-10-09 | Executed
DC | Pinellas | Dennis Garrett |  | Distribution |  | 4.08 | Solar | Residential | 13590 101ST TER | Seminole | FL | 33776 | Approved | NM-FL Net Metering | FL | 2014-01-06 | Connected | Photovoltaic |  | 3.468 | South Coastal |  | 2014-09-10 |  |  | Executed
DC | Pinellas | Dennis Dansby |  | Distribution |  | 5 | Solar | Residential | 4401 22ND AVE N ST | ST. PETERSBURG | FL | 33713 | Approved | NM-FL Net Metering | FL | 2014-05-06 | Connected | Photovoltaic |  | 4.25 | South Coastal |  | 2014-09-10 |  |  | Executed
DC | Highlands | Dennis Mee |  | Distribution |  | 15.1 | Solar | Residential | 3001 CEDORA TER | SEBRING | FL | 33870 | Approved | NM-FL Net Metering | FL | 2012-10-09 | Connected | Photovoltaic |  | 12.835 | South Central |  | 2014-09-10 |  |  | Executed
DC | Seminole | Dennis Coffey |  | Distribution |  | 2.76 | Solar | Residential | 303 NEEDLES TRL | Longwood | FL | 32779 | Approved | NM-FL Net Metering | FL | 2010-03-01 | Connected | Photovoltaic |  | 2.346 | North Central |  | 2014-09-10 |  |  | Executed
DC | Hamilton | Dennis Shuler | 120/240 | Distribution | ten 260-W Suniva Optimus OPT260-60-4-1B0 solar panels | 2.6 | Solar | Residential | 3905 Ledgewood Dr | Cincinnati | OH | 45229 | Approved | Rider NM - Net Metering Rider - OH | OH/KY | 2014-07-03 | Connected | Photovoltaic |  | 2.5 | Central | Single | 2014-07-02 |  | 2014-07-02 | Executed
DC | Highlands | Dennis Yemma |  | Distribution |  | 2.5 | Solar | Residential | 1060 S. Landry Rd. | Avon Park | FL | 33825 | Approved | NM-FL Net Metering | FL | 2004-06-11 | Connected | Photovoltaic |  | 2.125 | South Central |  | 2014-09-10 |  |  | Executed
DC | Osceola | Denton Chapman |  | Distribution |  | 4.93 | Solar | Residential | 4420 N CANOE CREEK RD | KENANSVILLE | FL | 34739 | Approved | NM-FL Net Metering | FL | 2011-09-14 | Connected | Photovoltaic |  | 4.191 | South Central |  | 2014-09-10 |  |  | Executed
DC | Lake | Denzia Lou Johnston | 120/240 | Distribution | Trilogy Lot 2142 | 7.5 | Solar | Residential | 163 Bayou Bend Rd, Solar Power | Groveland | FL | 34736 | Approved | NM-FL Net Metering | FL | 2014-09-30 | Connected | Photovoltaic |  | 6.38 | South Central | Single | 2014-09-29 |  | 2014-09-29 | Executed
DC | Buncombe | Don Jackson | 120/240 |  |  | 2.63 | Solar | Residential | 96 Dula Cove | Weaverville | NC | 28787 | Approved | NC CSP-Cogeneration and Small Power Producer-Sell All | PEC Carolinas | 2009-09-03 | Connected | Photovoltaic |  | 2.1 | Western | Single | 2012-10-18 |  |  | Executed
DC |  | Don Johnsen |  |  |  | 1.25 | Solar | Residential | 201 Downing Forest Place | Cary | NC | 11111 | Cancelled | NC NM-Net Metering for Renewable Energy Facilities | PEC Carolinas |  |  | Photovoltaic |  | 1 | Northern |  | 2012-10-18 |  |  | Cancelled
DC | Rowan | Rowan Helping Minsts | 208Y/120 | Distribution | Qty 54 Canadian Solar 300W Modules | 16.2 | Solar | Non-Residential | 217 N Long St | Salisbury | NC | 28144 | Approved | NM-NC Net Metering | Carolinas | 2014-05-14 | Connected | Photovoltaic |  | 16.2 | Central | 3-phase | 2014-04-22 | 2014-05-01 | 2014-04-22 | Executed
DC | Iredell | Ross W Gerdon | 120/240 | Distribution | 12 (255 W) Silken Poly-Crystalline Solar Modules | 3.06 | Solar | Residential | 753 Kemp Rd | Mooresville | NC | 28117 | Approved | NM-NC Net Metering | Carolinas | 2012-06-11 | Connected | Photovoltaic |  | 3 | Central | Single | 2012-04-27 |  | 2012-04-27 | Executed
DC | Transylvania | Rose Cherry | 120/240 | Distribution | Qty 26 (240 Watt) Sunmodule SW 240 | 6.24 | Solar | Residential | 1021 Skye Dr Lot #37 | Pisgah Forest | NC | 28768 | Approved | NM-NC Net Metering | Carolinas | 2013-08-23 | Connected | Photovoltaic |  | 5.59 | Southern | Single | 2013-07-08 | 2013-08-16 | 2013-07-08 | Executed
DC | Cleveland | Roper Farm, LLC | 12,470Y/7,200 | Distribution | 26,000 (240 WP) Astronergy Solar Panels | 6240 | Solar | Non-Residential | 1418 Longbranch Rd | Grover | NC | 28073 | Approved | PP-N NC - Non-Hydroelectric Qualifying Facilities | Carolinas |  | Under Construction | Photovoltaic |  | 5000 | Central | 3-phase | 2012-08-07 |  | 2012-08-07 | Open
DC | ORANGE | Desiree Bennink |  | Distribution |  | 3.67 | Solar | Residential | 1127 HARBOR HILL ST | WNTER GARDEN | FL | 34787 | Approved | NM-FL Net Metering | FL | 2014-07-28 | Connected | Photovoltaic |  | 3.12 | South Central |  | 2014-09-10 |  |  | Executed
DC | Columbus | Dessie Solar Center, LLC |  | Distribution |  | 6400 | Solar | Non-Residential | 1041 Dessie Road | Chadbourn | NC | 28431 | Approved | NC CSP27-Cogeneration and Small Power Producer-Sell All | PEC Carolinas | 2014-11-07 | Connected | Photovoltaic | Heliosage (chadbourn) | 4999 | Unknown |  | 2014-10-21 |  | 2012-10-18 | Executed
DC | Anderson | Ronda Rinker | 120/240 | Distribution | Qty 48 Kyocera 185 W Solar Panles, Qty 36 SunPower 327W Soalr Panels | 20.65 | Solar | Residential | 122 Donald Dr | Pendelton | SC | 29670 | Approved | NM-SC Net Metering | Carolinas | 2015-05-18 | Connected | Photovoltaic |  | 20.65 | Southern | Single | 2014-09-15 | 2015-05-08 | 2014-09-15 | Executed
DC | Wake | Donald Agee | 120/240 | Distribution | 18 SolarWorld SW280 280w PV Modules | 5.04 | Solar | Residential | 935 Green Pace Rd | Zebulon | NC | 27597 | Pending | NC NM-Net Metering for Renewable Energy Facilities | PEC Carolinas |  | Pending | Photovoltaic |  | 5 | Northern | Single | 2015-03-12 |  | 2015-03-12 | Open
DC | Wake | Devin Jay and Chante Cazin | 120/240 | Distribution |  | 5.94 | Solar | Residential | 7124 Incline Dr | Wake Forest | NC | 27587 | Approved | NC NM-Net Metering for Renewable Energy Facilities | PEC Carolinas | 2015-04-15 | Connected | Photovoltaic |  | 5.94 | Northern | Single | 2014-12-05 |  | 2014-12-05 | Executed
DC |  | Devonya Shuck | 120/240 | Distribution | eight Mage Powertec Plus 240-W solar modules | 1.92 | Solar | Residential | 2028 Supreme Ct | Kokomo | IN | 46902 | Approved | Net Metering - Standard Contract Rider No. 57 | IN | 2013-05-16 | Connected | Photovoltaic |  | 3.82 | Northern | Single | 2013-04-26 |  | 2013-04-26 | Executed
DC | Durham | Ronald R. Butters | 120/240 | Distribution |  | 4.62 | Solar | Residential | 1612 Bivins St | Durham | NC | 27707 | Approved | PP-N NC - Non-Hydroelectric Qualifying Facilities | Carolinas | 2015-05-15 | Connected | Photovoltaic | Butter PV Installation | 4.62 | Northern | Single | 2011-04-07 |  | 2009-08-03 | Executed
DC | Randolph | Ronald Lippard | 120/240 | Distribution | Qty 20 Sharp ND240QCJ | 4.8 | Solar | Residential | 5244 Fred Lineberry Road | Randleman | NC | 27317 | Approved | NM-NC Net Metering | Carolinas | 2014-01-29 | Connected | Photovoltaic |  | 4.8 | Northern | Single | 2013-12-20 | 2014-01-28 | 2013-12-20 | Executed
DC | Seminole | Dhaval Shah |  | Distribution |  | 4.92 | Solar | Residential | 2037 MANHATTAN LN | Casselberry | FL | 32707 | Approved | NM-FL Net Metering | FL | 2010-03-30 | Connected | Photovoltaic |  | 4.182 | North Central |  | 2014-09-10 |  |  | Executed
DC | Macon | Ronald L. Smith | 120/240 | Distribution | Qty 9 (230 Watt) CanadianSolar CS6P 230P | 2.07 | Solar | Residential | 190 Mica Circle | Franklin | NC | 28734 | Approved | NM-NC Net Metering | Carolinas | 2013-02-04 | Connected | Photovoltaic |  | 5.94 | Southern | Single | 2013-01-18 | 2013-02-04 | 2013-01-18 | Executed
DC | Pinellas | Diamond Dev of Maine LLC | 208Y/120 | Distribution |  | 8.67 | Solar | Non-Residential | 3700 34th St S, *Carwash | St. Petersburg | FL | 33711 | Approved | NM-FL Net Metering | FL | 2014-12-23 | Connected | Photovoltaic |  | 7.37 | South Coastal | 3-phase | 2015-05-04 |  | 2015-05-04 | Executed
DC | Alamance | Ronald L Kilpatrick | 120/240 | Distribution | 12 LG 275W Solar Panels | 3.3 | Solar | Residential | 5126 S NC Highway 62 | Burlington | NC | 27215 | Approved | NM-NC Net Metering | Carolinas | 2014-09-05 | Connected | Photovoltaic |  | 3 | Northern | Single | 2014-08-21 | 2014-09-04 | 2014-08-21 | Executed
DC | Henderson | Ronald G Carland | 120/240 | Distribution | Qty 8 Solar World 270 Watt Panels | 2.16 | Solar | Residential | 36 Perseverance Pathway | Hendersonville | NC | 28739 | Approved | NM-NC Net Metering | Carolinas | 2013-08-13 | Connected | Photovoltaic |  | 1.72 | Southern | Single | 2013-05-31 | 2013-08-05 | 2013-05-31 | Executed
DC | Union | Ronald C. Luther | 120/240 | Distribution |  | 7.1 | Solar | Residential | 7507 Waxhaw Creek Rd | Waxhaw | NC | 28173 | Approved | NM-NC Net Metering | Carolinas | 2010-01-25 | Connected | Photovoltaic |  | 7 | Central | Single | 2011-04-07 |  | 2010-08-10 | Executed
DC | Rowan | Donald Horton | 120/240 | Distribution | QTY 8 LG Mono X 260 Watt Panels | 2.08 | Solar | Residential | 161 Westerman Loop | Salisbury | NC | 28146 | Pending | NM-NC Net Metering | Carolinas |  | Pending | Photovoltaic |  | 1.72 | Central | Single | 2015-05-08 |  | 2015-05-08 | Open
DC | Volusia | Diane Everett |  | Distribution |  | 5.25 | Solar | Residential | 136 INTERLAKE AVE | Deland | FL | 32724 | Approved | NM-FL Net Metering | FL | 2010-06-18 | Connected | Photovoltaic |  | 4.463 | North Central |  | 2014-09-10 |  |  | Executed
DC | Citrus | Diane Adriaenssens | 120/240 | Distribution |  | 5.1 | Solar | Residential | 19670 SW 88TH LOOP, PERM LOT 16 | Dunnellon | FL | 34432 | Approved | NM-FL Net Metering | FL | 2014-12-23 | Connected | Photovoltaic |  | 4.33 | North Coastal | Single | 2014-12-21 |  | 2014-12-21 | Executed
DC | Franklin | Diane Davis | 120/240 | Distribution | QTY: 24 Suniva OPT 260 | 6.24 | Solar | Residential | 947 Leonard Rd. | Louisburg | NC | 27549 | Approved | NM-NC Net Metering | PEC Carolinas | 2014-06-17 | Connected | Photovoltaic |  | 5.16 | Northern | Single | 2014-04-23 |  | 2014-04-23 | Executed
DC | Pinellas | Diane D'Louhy Brand | 120/240 | Distribution | Qty 32 SW280watts, Solar Panels | 8.96 | Solar | Residential | 1731 Hickory Gate Dr. N | Dunedin | FL | 34698 | Approved | NM-FL Net Metering | FL | 2015-05-20 | Connected | Photovoltaic |  | 7.616 | South Coastal | Single | 2015-05-15 |  | 2015-05-15 | Executed
DC | Lake | Diane Watkins |  | Distribution |  | 6.16 | Solar | Residential | 108 CUPANIA CT, SOLAR PWR | Groveland | FL | 34736 | Approved | NM-FL Net Metering | FL | 2012-10-03 | Connected | Photovoltaic |  | 5.236 | South Central |  | 2014-09-10 |  |  | Executed
DC | Union | Ronald C. Luther | 120/240 | Distribution |  | 2.48 | Solar | Residential | 7507 Waxhaw Creek Rd | Waxhaw | NC | 28173 | Approved | NM-NC Net Metering | Carolinas | 2010-01-25 | Connected | Photovoltaic |  | 2.48 | Central | Single | 2011-04-07 |  | 2010-01-15 | Executed
DC | Rowan | Ronald Price | 120/240 | Distribution | 30 (240W) Solar World Sunmodule SW Panels | 7.2 | Solar | Residential | 130 Topsail Rd | Salisbury | NC | 28146 | Approved | NM-NC Net Metering | Carolinas | 2012-09-04 | Connected | Photovoltaic |  | 6.45 | Central | Single | 2012-08-07 | 2012-08-30 | 2012-08-07 | Executed
DC | Seminole | Diane Gill |  | Distribution |  | 5.2 | Solar | Residential | 415 VALENCIA CT | Longwood | FL | 32750 | Approved | NM-FL Net Metering | FL | 2010-01-14 | Connected | Photovoltaic |  | 4.42 | North Central |  | 2014-09-10 |  |  | Executed
DC | Stanly | Ron O. Bryant | 120/240 | Distribution |  | 5.16 | Solar | Residential | 5546 Old Thompson Rd | Norwood | NC | 28128 | Approved | PP-N NC - Non-Hydroelectric Qualifying Facilities | Carolinas | 2010-12-01 | Connected | Photovoltaic | Bryant PV Installation | 5.16 | Central | Single | 2011-04-07 |  | 2010-10-12 | Executed
DC | BUNCOMBE | Donald P Nicholson | 120/240 | Distribution | QTY 4 275W SOLAR WORLD AND 7 280W SOLAR WORLD SOLAR PANELS | 3.06 | Solar | Residential | 124 S Main St | Weaverville | NC | 28787 | Pending | NC NM-Net Metering for Renewable Energy Facilities | PEC Carolinas |  | Pending | Photovoltaic |  | 3 | Western | Single | 2015-02-02 |  | 2015-02-02 | Open
DC | Alamance | Ron B. Rozzelle | 120/240 | Distribution | Qty 24 SunPower SPR-230-WH Solar Panels | 5.52 | Solar | Residential | 1531 Julia Ann Ln | Graham | NC | 27253 | Approved | NM-NC Net Metering | Carolinas | 2015-02-13 | Connected | Photovoltaic |  | 5.52 | Northern | Single | 2014-12-12 | 2015-02-10 | 2014-12-12 | Executed
DC | Greenville | Melissa Szczepanski | 120/240 | Distribution | QTY 30 Sun Power 345 X-Series Solar Panels | 10.35 | Solar | Residential | 100 Breeds Hill Way | Greer | SC | 29650 | Approved | NM-SC Net Metering | Carolinas | 2014-06-26 | Connected | Photovoltaic |  | 10 | Southern | Single | 2014-05-29 | 2014-06-25 | 2014-05-29 | Executed
DC | CLERMONT | DONALD R. RYAN | single |  | fourteen 175-W Suntech Black Label STP175S-24/Ab-1 solar panels | 2.45 | Solar | Residential | 1659 FAIRWAY CREST | LOVELAND | OH | 45140 | Approved | Rider NM - Net Metering Rider - OH | OH/KY | 2010-07-07 | Connected | Photovoltaic |  | 2.45 | East | 120/240 |  |  |  | Executed
DC | Iredell | Roger E Simmons | 120/240 | Distribution | Qty 12 Solar World 280W Solar Panels | 3.3 | Solar | Residential | 155 Old Springway Ln | Troutman | NC | 28166 | Approved | NM-NC Net Metering | Carolinas | 2015-06-16 | Connected | Photovoltaic |  | 2.88 | Central | Single | 2015-05-12 | 2015-06-05 | 2015-05-12 | Executed
DC | CAMPBELL | DONALD P STAAB | 120/240 |  | eight 175-W SunTech STP175S-24/Ab-1 solar panels | 1.4 | Solar | Residential | 24 EARNSCLIFFE | FORT THOMAS | KY | 41075 | Approved | Rider NM - Net Metering Rider - KY | OH/KY | 2010-06-03 | Connected | Photovoltaic |  | 1.4 | North | Single |  |  |  | Executed
DC | Marion | Dianna Miller |  | Distribution |  | 10.08 | Solar | Residential | 18329 SW 75TH LOOP | Dunnellon | FL | 34432 | Approved | NM-FL Net Metering | FL | 2013-11-26 | Connected | Photovoltaic |  | 8.568 | North Coastal |  | 2014-09-10 |  |  | Executed
DC | Pinellas | Dianna M Wollam | 120/240 | Distribution | Renesola | 1 | Solar | Residential | 11179 66TH TER | Seminole | FL | 33772 | Approved | NM-FL Net Metering | FL | 2014-11-25 | Connected | Photovoltaic |  | 0.85 | South Coastal | Single | 2014-11-17 |  | 2014-11-17 | Executed
DC | HAMILTON | DONALD VROON | single |  | twelve 185-W Mitsubishi solar panels | 2.2 | Solar | Residential | 4412 BRADDOCK | CINCINNATI | OH | 45204 | Approved | Rider NM - Net Metering Rider - OH | OH/KY | 2009-05-19 | Connected | Photovoltaic |  | 2.2 | Central | 120/240 |  |  |  | Executed
DC | Lancaster | Rodney H Trump | 120/240 | Distribution | Suniva Optimus OPT260.60-4.1BO | 6.24 | Solar | Residential | 616 Lakeview Landing Rd | Fort Mill | SC | 29707 | Approved | NM-SC Net Metering | Carolinas | 2013-07-24 | Connected | Photovoltaic |  | 5.16 | Central | Single | 2013-05-16 | 2013-07-10 | 2013-05-16 | Executed
DC | Union | Roderick V Pruitt | 120/240 | Distribution |  | 1.05 | Solar | Residential | 5807 Crosswinds Ct | Indian Trail | NC | 28079 | Approved | NM-NC Net Metering | Carolinas | 2010-11-03 | Connected | Photovoltaic |  | 1 | Central | Single | 2011-04-07 |  | 2010-10-21 | Executed
DC | Iredell | Donna & Richard Olsen | 120/240 | Distribution | Qty 36 SunPowerE19/320, 320W-Solar Panels | 11.52 | Solar | Residential | 155 Ripplewater Lane | Mooresville | NC | 28117 | Pending | NM-NC Net Metering | Carolinas |  | Pending | Photovoltaic |  | 10 | Central | Single | 2015-05-14 |  | 2015-05-14 | Open
DC | Rowan | Rockwell Solar, LLC |  | Distribution | Qty 15,120 (300 Watt) REC300PE 72 | 4536 | Solar | Non-Residential | end Earnhardt Rd via NC HWY 152 | Rockwell | NC | 28138 | Approved | PP-N NC - Non-Hydroelectric Qualifying Facilities | Carolinas | 2014-12-18 | Connected | Photovoltaic |  | 3480 | Central | 3-phase | 2012-10-04 |  | 2012-10-04 | Executed
DC | Chester | Robin Steen | 120/240 | Distribution |  | 3.05 | Solar | Residential | 1356 Lowrys HWY | Chester | SC | 29706 | Approved | NM-SC Net Metering | Carolinas | 2015-05-12 | Connected | Photovoltaic |  | 2.47 | Central | Single | 2011-11-04 |  | 2011-11-04 | Executed
DC | Seminole | Dimitri Nikitin |  | Distribution |  | 15.84 | Solar | Residential | 3217 YATTIKA PL | Longwood | FL | 32779 | Approved | NM-FL Net Metering | FL | 2011-08-22 | Connected | Photovoltaic |  | 13.464 | North Central |  | 2014-09-10 |  |  | Executed
DC | Henderson | Robin R Chandler | 120/240 | Distribution | Qty 4 (190 Watt) Lennox Solar Panels | 0.76 | Solar | Residential | 2513 Haywood Dr | Hendersonville | NC | 28791 | Approved | NM-NC Net Metering | Carolinas | 2013-04-05 | Connected | Photovoltaic |  | 0.76 | Southern | Single | 2013-02-20 | 2013-04-04 | 2013-02-20 | Executed
DC | Burke | Robin D Wyatt | 120/240 | Distribution | Qty 15 LG280W Solar Panels | 4.2 | Solar | Residential | 3354 High Peak Vly | Valdese | NC | 28690 | Approved | NM-NC Net Metering | Carolinas | 2014-12-12 | Connected | Photovoltaic |  | 3.75 | Central | Single | 2014-11-04 | 2014-12-08 | 2014-11-04 | Executed
DC | Durham | Roberta A Melton | 120/240 | Distribution |  | 5.2 | Solar | Residential | 107 Paladin Ct | Durham | NC | 27713 | Approved | NM-NC Net Metering | Carolinas | 2013-09-20 | Connected | Photovoltaic |  | 5 | Northern |  | 2013-05-29 | 2013-09-18 | 2013-05-29 | Executed
DC | Orange | Roberta H Marshall | 120/240 | Distribution | Qty 16 ReneSola JC255W Solar Panels | 4.08 | Solar | Residential | 217 Haddon Hall Cir | Chapel Hill | NC | 27517 | Approved | NM-NC Net Metering | Carolinas | 2015-01-07 | Connected | Photovoltaic |  | 4 | Northern | Single | 2014-11-21 | 2015-01-06 | 2014-11-21 | Executed
DC | PASCO | District School Bd Pasco Co - 5Th Installation |  | Distribution |  | 10.08 | Solar | Non-Residential | 7702 RIDGE RD, CHE/MS-1 MAIN BLDG | PORT RICHEY | FL | 34668 | Approved | NM-FL Net Metering | FL | 2013-11-06 | Connected | Photovoltaic |  | 8.568 | South Coastal |  | 2014-09-10 |  |  | Executed
DC | Pasco | District School Bd Pasco Co - 1St Installation |  | Distribution |  | 2.8 | Solar | Non-Residential | 1540 SWEETBRIAR DR, ANCLOTE HIGH SCHL | HOLIDAY | FL | 34691 | Approved | NM-FL Net Metering | FL | 2011-05-04 | Connected | Photovoltaic |  | 2.38 | South Coastal |  | 2014-09-10 |  |  | Executed
DC | PASCO | District School Bd Pasco Co (Fk Marchman Tech Hs) |  | Distribution |  | 10 | Solar | Non-Residential | 7825 CAMPUS DR, FKMV-1 MAIN BLDG | NEW PORT RICHEY | FL | 34653 | Approved | NM-FL Net Metering | FL | 2014-05-06 | Connected | Photovoltaic |  | 8.5 | South Coastal |  | 2014-09-10 |  |  | Executed
DC | PASCO | District School Bd Pasco Co (Gulf Trace Elem) |  | Distribution |  | 10 | Solar | Non-Residential | 3303 GULF TRACE BLVD | HOLIDAY | FL | 34691 | Approved | NM-FL Net Metering | FL | 2014-04-22 | Connected | Photovoltaic |  | 8.5 | South Coastal |  | 2014-09-10 |  |  | Executed
DC | Pasco | District School Bd Pasco Co - 4Th Installation |  | Distribution |  | 10 | Solar | Non-Residential | 5333 PARKWAY BLVD, PVMS-1 MAIN BLDG | LAND O LAKES | FL | 34639 | Approved | NM-FL Net Metering | FL | 2011-12-29 | Connected | Photovoltaic |  | 8.5 | South Coastal |  | 2014-09-10 |  |  | Executed
DC | Pasco | District School Bd Pasco Co - 3Rd Installation |  | Distribution |  | 10 | Solar | Non-Residential | 38505 10TH AVE, RBSM-1 MAIN BLDG | ZEPHYRHILLS | FL | 33540 | Approved | NM-FL Net Metering | FL | 2011-12-21 | Connected | Photovoltaic |  | 8.5 | South Coastal |  | 2014-09-10 |  |  | Executed
DC | Pasco | District School Bd Pasco Co - 2Nd Installation |  | Distribution |  | 2.8 | Solar | Non-Residential | 2441 LITTLE RD, SSMA-1 MAIN BLDG | New Port Richey | FL | 34655 | Approved | NM-FL Net Metering | FL | 2011-05-04 | Connected | Photovoltaic |  | 2.38 | South Coastal |  | 2014-09-10 |  |  | Executed
DC | Pinellas | Divyang Patel |  | Distribution |  | 5.17 | Solar | Residential | 210 WOODCUTTER LN | Palm Harbor | FL | 34683 | Approved | NM-FL Net Metering | FL | 2010-04-01 | Connected | Photovoltaic |  | 4.395 | South Coastal |  | 2014-09-10 |  |  | Executed
DC | Volusia | Dixie Blake |  | Distribution |  | 5.06 | Solar | Residential | 1350 HOLLY DR | Deland | FL | 32724 | Approved | NM-FL Net Metering | FL | 2010-07-19 | Connected | Photovoltaic |  | 4.301 | North Central |  | 2014-09-10 |  |  | Executed
DC | HAMILTON | Doran Mfg. Co. | single |  | one hundred forty-eight 305-W solar panels | 45.14 | Solar | Non-Residential | 2851 Massachusetts Ave | Cincinnati | OH | 45225 | Approved | Rider NM - Net Metering Rider - OH | OH/KY | 2009-09-21 | Superseded | Photovoltaic |  | 42 | Central | 120/240 |  |  |  | Superceded
DC | Buncombe | Dixiemarre Prickett | 120/240 | Distribution | QTY 34 Solar World 270 Panels | 9.18 | Solar | Residential | 15 Dog Hobble Ln | Asheville | NC | 28801 | Approved | NC NM-Net Metering for Renewable Energy Facilities | PEC Carolinas | 2014-07-30 | Connected | Photovoltaic |  | 8 | Western | Single | 2014-05-08 |  | 2014-05-08 | Executed
DC | Mecklenburg | Robert Williams | 120/240 | Distribution | Qty 6 Renesola 250W panels | 1.5 | Solar | Residential | 6015 Patricia Ryan Dr | Charlotte | NC | 28216 | Approved | NM-NC Net Metering | Carolinas | 2015-05-29 | Connected | Photovoltaic |  | 1.29 | Central | Single | 2015-03-19 | 2015-05-22 | 2015-03-19 | Executed
DC | Pinellas | Dori Nussbaum | 120/240 | Distribution | Qty 20 Solar World 275W Solar Panels | 5.5 | Solar | Residential | 6390 Burning Tree Dr | Largo | FL | 33777 | Approved | NM-FL Net Metering | FL |  | Pending | Photovoltaic |  | 4.675 | South Coastal | Single | 2015-05-29 |  | 2015-05-29 | Open
DC | Highlands | Dixon Pugh |  | Distribution |  | 5.04 | Solar | Residential | 146 LOQUAT RD NE | LAKE PLACID | FL | 33852 | Approved | NM-FL Net Metering | FL | 2010-01-13 | Connected | Photovoltaic |  | 4.284 | South Central |  | 2014-09-10 |  |  | Executed
DC | Citrus | Dolores Harding |  | Distribution |  | 5.4 | Solar | Residential | 2205 W PINE RIDGE BLVD | Beverly Hills | FL | 34465 | Approved | NM-FL Net Metering | FL | 2010-01-14 | Connected | Photovoltaic |  | 4.59 | North Coastal |  | 2014-09-10 |  |  | Executed
DC | Pinellas | Dolores Paterno |  | Distribution |  | 4.08 | Solar | Residential | 5301 13TH AVE N | ST. PETERSBURG | FL | 33710 | Approved | NM-FL Net Metering | FL | 2014-07-17 | Connected | Photovoltaic |  | 3.468 | South Coastal |  | 2014-09-10 |  |  | Executed
DC | Lake | Doloris Alvarado | 120/240 | Distribution | Trilogy Lot 2234 | 7.5 | Solar | Residential | 343 Salt Marsh Ln, Solar Pwr | Groveland | FL | 34736 | Approved | NM-FL Net Metering | FL | 2014-12-11 | Connected | Photovoltaic |  | 6.375 | South Central | Single | 2014-09-26 |  | 2014-09-26 | Executed
DC | Mecklenburg | Robert Stone | 120/240 | Distribution |  | 4.99 | Solar | Residential | 9127 Arbor Glen Ln | Charlotte | NC | 28210 | Approved | PP-N NC - Non-Hydroelectric Qualifying Facilities | Carolinas | 2011-03-15 | Connected | Photovoltaic | Stone PV Installation | 5 | Central | Single | 2011-04-07 |  | 2011-02-07 | Executed
DC | PASCO | Dominick Ierardo |  | Distribution |  | 7.02 | Solar | Residential | 2443 OLD COLLIER PKY | LAND O LAKES | FL | 34639 | Approved | NM-FL Net Metering | FL | 2014-07-14 | Connected | Photovoltaic |  | 5.967 | South Coastal |  | 2014-09-10 |  |  | Executed
DC | Carteret | Dorothy Kalet | 120/240 |  |  | 4.88 | Solar | Residential | 1900 Champion Drive | Morehead City | NC | 28557 | Approved | NC CSP-Cogeneration and Small Power Producer-Sell All | PEC Carolinas | 2011-11-18 | Connected | Photovoltaic |  | 3.9 | Eastern | Single | 2012-10-18 |  |  | Executed
DC | Orange | Dominique Buhot |  | Distribution |  | 5.17 | Solar | Residential | 7532 BENT BOW TRL | Winter Park | FL | 32792 | Approved | NM-FL Net Metering | FL | 2010-04-20 | Connected | Photovoltaic |  | 4.395 | North Central |  | 2014-09-10 |  |  | Executed
DC | Mecklenburg | Robert T Scherrman | 120/240 | Distribution | Qty 4 LG 280W Solar Panels | 1.12 | Solar | Residential | 7408 Chidley Dr. | Charlotte | NC | 28269 | Approved | NM-NC Net Metering | Carolinas | 2014-12-31 | Connected | Photovoltaic |  | 0.96 | Central | Single | 2014-12-08 | 2014-12-29 | 2014-12-08 | Executed
DC | Mecklenburg | Robert Snyder | 120/240 | Distribution | Qty 18 300W LG300NIC-G3 Solar Panels | 5.4 | Solar | Residential | 3509 Bon Read Dr | Charlotte | NC | 28226 | Approved | NM-NC Net Metering | Carolinas | 2015-05-08 | Connected | Photovoltaic |  | 4.32 | Central | Single | 2015-02-16 | 2015-05-05 | 2015-02-16 | Executed
DC | Nash | Double S Energy Corporation | 120/240 |  |  | 4.25 | Solar | Residential | 10177 Red Oak Blvd | Nashville | NC | 27856 | Approved | NC CSP-Cogeneration and Small Power Producer-Sell All | PEC Carolinas | 2012-08-29 | Connected | Photovoltaic |  | 3.4 | Northern | Single | 2012-10-18 |  |  | Executed
DC | Marion | Don Christopher Medeiros | 120/240 | Distribution |  | 3 | Solar | Residential | 6150 AVENUE F | McIntosh | FL | 32664 | Approved | NM-FL Net Metering | FL | 2015-01-06 | Connected | Photovoltaic |  | 2.55 | North Coastal | Single | 2015-01-04 |  | 2015-01-04 | Executed
DC | Buncombe | Doug Brablec | 120/240 |  |  | 5.69 | Solar | Residential | 227 Blue Ridge Vista | Asheville | NC | 28805 | Approved | NC CSP-Cogeneration and Small Power Producer-Sell All | PEC Carolinas | 2008-03-31 | Connected | Photovoltaic |  | 4.55 | Western | Single | 2012-10-18 |  |  | Executed
DC | LAKE | Don Dingee |  | Distribution |  | 6.72 | Solar | Residential | 116 SALT MARSH LN, SOLAR POWER | GROVELAND | FL | 34736 | Approved | NM-FL Net Metering | FL | 2013-08-12 | Connected | Photovoltaic |  | 5.712 | South Central |  | 2014-09-10 |  |  | Executed
DC | Highlands | Don Groves |  | Distribution |  | 5.04 | Solar | Residential | 3211 SPARKLING DR | Sebring | FL | 33870 | Approved | NM-FL Net Metering | FL | 2010-03-08 | Connected | Photovoltaic |  | 4.284 | South Central |  | 2014-09-10 |  |  | Executed
DC | Monroe | Don Hossler | 120/240 | Distribution | sixteen 260-W ET-P660260WW Smart Module solar panels | 4.16 | Solar | Residential | 3816 Saint Remy Dr E | Bloomington | IN | 47401 | Approved | Net Metering - Standard Contract Rider No. 57 | IN | 2014-09-04 | Connected | Photovoltaic |  | 4 | Southern | Single | 2014-08-20 |  | 2014-08-20 | Executed
DC | Henderson | Don Knapp | 120/240 | Distribution |  | 3.03 | Solar | Residential | 260 Emmas Grove Rd | Fletcher | NC | 28732 | Approved | NC NM-Net Metering for Renewable Energy Facilities | PEC Carolinas | 2014-10-09 | Connected | Photovoltaic |  | 2.75 | Northern | Single | 2014-09-03 |  | 2014-09-03 | Executed
DC |  | Don L Nelson | 120/240 | Distribution | fifteen Suniva 260-W solar panels | 3.9 | Solar | Residential | 7219 Euliss Ct | Avon | IN | 46123 | Approved | Net Metering - Standard Contract Rider No. 57 | IN | 2013-06-06 | Connected | Photovoltaic |  | 3.23 | Northern | Single | 2013-05-24 |  | 2013-05-24 | Executed
DC | LAKE | Don Moak |  | Distribution |  | 7.35 | Solar | Residential | 162 BALMY COAST RD, SOLAR POWER | GROVELAND | FL | 34736 | Approved | NM-FL Net Metering | FL | 2013-12-23 | Connected | Photovoltaic |  | 6.248 | South Central |  | 2014-09-10 |  |  | Executed
DC | Monroe | Don W Freund | 120/240 | Distribution | ten Mage Powertec 250-W panels | 2.5 | Solar | Residential | 2100 Olcott Blvd | Bloomington | IN | 47401 | Approved | Net Metering - Standard Contract Rider No. 57 | IN | 2013-09-03 | Connected | Photovoltaic |  | 2.38 | Northern | Single | 2013-07-18 |  | 2013-07-18 | Executed
DC |  | Don Zalac | 120/240 | Distribution | sixteen 260-W Suniva 260 Optimus Series solar modules | 4.16 | Solar | Residential | 1587 Upper Tug Fork | Alexandria | KY | 41001 | Approved | Rider NM - Net Metering Rider - KY | OH/KY | 2014-01-20 | Connected | Photovoltaic |  | 4 | North | Single | 2013-12-26 |  | 2013-12-26 | Executed
| Wayne | Douglas Allen Jernigan |  | Distribution | TBD |  | Other | Non-Residential | 769 Thunder Swamp Road | Mt Olive | NC | 28365 | On Hold |  | PEC Carolinas |  | Pending | Reciprocating Engine |  | 800 | Unknown | 3-phase | 2015-04-21 |  | 2015-04-21 | Open
DC | Catawba | Douglas and Donna Slipko | 120/240 | Distribution | 12 (235 Watt) LG Monocrystalline Solar Modules | 2.82 | Solar | Residential | 9086 Burroughs Court | Sherrills Ford | NC | 28673 | Approved | NM-NC Net Metering | Carolinas | 2012-08-29 | Superseded | Photovoltaic |  | 2.5 | Central | Single | 2012-06-18 | 2012-08-24 | 2012-06-18 | Superceded
DC | Pinellas | Donald French |  | Distribution |  | 3.7 | Solar | Residential | 2899 56TH LN N | St Petersburg | FL | 33710 | Approved | NM-FL Net Metering | FL | 2011-04-01 | Connected | Photovoltaic |  | 3.145 | South Coastal |  | 2014-09-10 |  |  | Executed
DC | Hamilton | Donald A Mckenzie | 120/240 | Distribution | Eight Sharp 240 Watt Solar Panels | 1.92 | Solar | Residential | 2141 Miles Rd | Cincinnati | OH | 45231 | Approved | Rider NM - Net Metering Rider - OH | OH/KY | 2011-09-14 | Connected | Photovoltaic |  | 1.72 | South | Single | 2011-09-02 |  | 2011-09-02 | Executed
DC | Wake | Douglas Duncan | 120/240 | Distribution | Qty 16 Sunmodule SW 275 Solar Panels | 4.4 | Solar | Residential | 312 S. Swain St | Raleigh | NC | 27601 | Pending | NM-NC Net Metering | PEC Carolinas |  | Pending | Photovoltaic |  | 0.25 | Northern | Single | 2015-03-17 |  | 2015-03-17 | Open
DC | Guilford | Robert Skirboll | 120/240 | Distribution | 18 Schuco 260W Solar Panels | 4.68 | Solar | Residential | 1204 Lakewood Dr | Greensboro | NC | 27410 | Approved | PP-N NC - Non-Hydroelectric Qualifying Facilities | Carolinas | 2014-06-09 | Connected | Photovoltaic | Skirboll PV Installation | 4 | Northern | Single | 2012-05-31 | 2012-07-20 | 2012-05-31 | Executed
DC | Hamilton | Donald Brewer | 120/240 | Distribution | thirty-one 260-W Suniva Optimus OPT260-60-4-1B0 solar panels | 8.06 | Solar | Residential | 26 Rawson Woods Cir | Cincinnati | OH | 45220 | Approved | Rider NM - Net Metering Rider - OH | OH/KY | 2014-07-30 | Connected | Photovoltaic |  | 7.75 | Central | Single | 2014-07-18 |  | 2014-07-18 | Executed
DC | HAMILTON | DOUGLAS N KENT | 120/240 |  | sixteen 110-W solar panels | 1.76 | Solar | Residential | 5840 256TH ST E | ARCADIA | IN | 46030 | Approved | Net Metering - Standard Contract Rider No. 57 | IN | 2003-09-25 | Connected | Photovoltaic |  | 1.76 | North | Single |  |  |  | Executed
DC | Bumcombe | Douglas M Keefer | 120/240 | Distribution | qty 6 Trina 260W PV Modules | 1.56 | Solar | Residential | 23 Success Ave | Asheville | NC | 28806 | Pending | NC NM-Net Metering for Renewable Energy Facilities | PEC Carolinas |  | Pending | Photovoltaic |  | 1.44 | Western | Single | 2015-04-24 |  | 2015-04-24 | Open
DC | Floyd | Donald Cockrum | 120/240 | Distribution | six 235-W Westinghouse AC-235 solar panels | 1.41 | Solar | Residential | 1116 Doebrook Dr | New Albany | IN | 47150 | Approved | Net Metering - Standard Contract Rider No. 57 | IN | 2012-02-14 | Connected | Photovoltaic |  | 1.14 | Southern | Single | 2012-01-26 |  | 2012-01-26 | Executed
DC | Osceola | Donald Walsh |  | Distribution |  | 9.55 | Solar | Residential | 637 VOLTERRA BLVD | KISSIMMEE | FL | 34759 | Approved | NM-FL Net Metering | FL | 2012-12-19 | Connected | Photovoltaic |  | 8.118 | South Central |  | 2014-09-10 |  |  | Executed
DC | Gaston | Robert R Cloninger | 120/240 | Distribution | Qty 32 Sun Module 270W Solar Panel | 8.64 | Solar | Residential | 123 Dugar Ct. | Gastonia | NC | 28056 | Approved | NM-NC Net Metering | Carolinas | 2014-12-17 | Connected | Photovoltaic |  | 8 | Central | Single | 2014-12-02 | 2014-12-12 | 2014-12-02 | Executed
DC | Henderson | Robert Krafton Locke II | 120/240 | Distribution | Qty 14 (260 Watt) | 3.64 | Solar | Residential | 3495 Turnpike Rd | Horse Shoe | NC | 28742 | Approved | NM-NC Net Metering | Carolinas | 2013-08-05 | Connected | Photovoltaic |  | 3.01 | Southern | Single | 2013-07-22 | 2013-08-02 | 2013-07-22 | Executed
DC | Orange | Robert Kelly | 120/240 | Distribution | Qty 24 Suniva 270 Optimus Modules | 6.48 | Solar | Residential | 2413 Western Park Ln | Hillsborough | NC | 27278 | Approved | NM-NC Net Metering | Carolinas | 2014-08-08 | Connected | Photovoltaic |  | 5.1 | Northern | Single | 2014-02-17 | 2014-08-04 | 2014-02-17 | Executed
DC | Mecklenburg | Robert J Oberg | 120/240 | Distribution | QTY 7 Sunpower X-Series (335W) Modules | 2.35 | Solar | Residential | 4515 Emory Ln. | Charlotte | NC | 28211 | Approved | NM-NC Net Metering | Carolinas | 2013-10-23 | Connected | Photovoltaic |  | 2.35 | Central | Single | 2013-09-27 | 2013-10-17 | 2013-09-27 | Executed
DC | Cabarrus | Douglas W Naumann | 120/240 | Distribution | Qty 8 Renesola 250W Solar Panels | 2 | Solar | Residential | 4312 Wrangler Dr SW | Concord | NC | 28027 | Pending | NM-NC Net Metering | Carolinas |  | Pending | Photovoltaic |  | 1.72 | Central | Single | 2015-05-20 |  | 2015-05-20 | Open
DC | Pinellas | Donald Alben |  | Distribution |  | 3.15 | Solar | Residential | 555 115th Ave E | Treasure Island | FL | 33708 | Approved | NM-FL Net Metering | FL | 2008-08-07 | Connected | Photovoltaic |  | 2.678 | South Coastal |  | 2014-09-10 |  |  | Executed
| Howard | Downing Farms, INC |  | Distribution |  |  | Solar | Non-Residential | 1350 E. 50 N | Greentown | IN | 46936 | Pending |  | IN |  | Pending | Photovoltaic |  |  | Northern | 3-phase | 2015-04-27 |  | 2015-04-27 | Open
DC | Warren | Dowtin Farm, LLC |  |  |  |  | Solar | Non-Residential | 113 Dowtin Street | Warrenton | NC | 27589 | On Hold |  | PEC Carolinas |  | Pending | Photovoltaic |  | 5000 | Unknown | 3-phase | 2014-10-26 |  | 2014-09-15 | Open
DC | Henderson | Robert J Andersen | 120/240 | Distribution | Qty 24 Axitec 250W Modules | 6 | Solar | Residential | 1072 Corsica Ln | Saluda | NC | 28773 | Approved | NM-NC Net Metering | Carolinas | 2014-08-05 | Connected | Photovoltaic |  | 5.16 | Central | Single | 2014-04-22 | 2014-08-04 | 2014-04-22 | Executed
DC | ORANGE | Donald Boyle |  | Distribution |  | 10 | Solar | Residential | 9525 OSPREY LANDING DRIVE | ORLANDO | FL | 32832 | Approved | NM-FL Net Metering | FL | 2013-09-24 | Connected | Photovoltaic |  | 8.5 | South Central |  | 2014-09-10 |  |  | Executed
DC | MARION | Donald Schurman |  | Distribution |  | 5.25 | Solar | Residential | 9048 Sw 96Th Ln *Unit A, Bldg 5080 | OCALA | FL | 34481 | Approved | NM-FL Net Metering | FL | 2014-08-26 | Connected | Photovoltaic |  | 4.463 | North Coastal |  | 2014-09-10 |  |  | Executed
DC | Marion | Donald Wray |  | Distribution |  | 7 | Solar | Residential | 110 LOCUST RUN | Ocala | FL | 34472 | Approved | NM-FL Net Metering | FL | 2012-11-19 | Connected | Photovoltaic |  | 5.95 | North Coastal |  | 2014-09-10 |  |  | Executed
DC |  | Donald L Bagshaw | 120/240 | Distribution | 15 (240 Watt) Sharp Solar Panels | 3.6 | Solar | Residential | 644 N McKinley Ave | Clarksville | IN | 47129 | Approved | Net Metering - Standard Contract Rider No. 57 | IN | 2011-12-21 | Connected | Photovoltaic |  | 2.85 | Southern | Single | 2011-11-18 |  | 2011-11-18 | Executed
DC | Wake | Donald L. Schmidt | 120/240 | Distribution |  | 0 | Solar | Residential | 7908 Belgium Drive | Raleigh | NC | 27606 | Approved | NC NM-Net Metering for Renewable Energy Facilities | PEC Carolinas | 2012-09-20 | Connected | Photovoltaic |  | 4.8 | Northern | Single | 2012-10-18 |  |  | Executed
DC | HAMILTON | DR. MICHAEL KREINDLER | single |  | thirty-three 215-W REC solar panels | 7.1 | Solar | Residential | 7080 ARACOMA DR E | CINCINNATI | OH | 45237 | Approved | Rider NM - Net Metering Rider - OH | OH/KY | 2010-03-15 | Connected | Photovoltaic |  | 6 | Central | 120/240 |  |  |  | Executed
DC | Buncombe | Donald M Fowler | 120/240 | Distribution | Qty 21 Suniva Opt 260 | 5.46 | Solar | Residential | 10 Greenridge Rd | Weaverville | NC | 28787 | Approved | NC NM-Net Metering for Renewable Energy Facilities | PEC Carolinas | 2014-04-30 | Connected | Photovoltaic |  | 4.52 | Western | Single | 2014-03-27 |  | 2014-03-27 | Executed
DC | Greenville | Robert Holcombe | 120/240 | Distribution | QTY 16 Canadian Solar 260 Watt Panels | 4.16 | Solar | Residential | 2556 Old Tiger Bridge Rd Unit #C | Greer | SC | 29651 | Approved | NM-SC Net Metering | Carolinas | 2015-04-29 | Connected | Photovoltaic |  | 4 | Southern | Single | 2015-04-07 | 2015-04-28 | 2015-04-07 | Executed
DC |  | Donald A Mckenzie | 120/240 | Distribution | Ten Sharp 240W solar panels | 2.4 | Solar | Residential | 2141 Miles Rd | Cincinnati | OH | 45231 | Approved | Rider NM - Net Metering Rider - OH | OH/KY | 2012-10-15 | Connected | Photovoltaic |  | 3.87 | North | Single | 2012-08-27 |  | 2012-08-27 | Executed
DC |  | Dr. Daniel Fonke |  | Distribution | 44 Canadian Solar CS6X-300P | 13.2 | Solar | Non-Residential | 2006 New Garden Rd Ste#204 | Greensboro | NC | 27410 | Pending | NM-NC Net Metering | Carolinas |  | Pending | Photovoltaic |  | 12 | Northern | 3-phase | 2015-06-03 |  | 2015-06-03 | Open
DC | Buncombe | Donald O. Hewitt | 120/240 | Distribution | QTY 21 Suniva 260W | 5.46 | Solar | Residential | 63 Gray Duster Circle | Biltmore | NC | 28715 | Approved | NC NM-Net Metering for Renewable Energy Facilities | PEC Carolinas | 2014-07-09 | Connected | Photovoltaic |  | 4.51 | Western | Single | 2014-04-22 |  | 2014-04-22 | Executed
DC | Chatham | Dr. Elizabeth Geller | 120/240 | Distribution | Qty 36 Schott Solar 225W Solar Panels | 8.1 | Solar | Residential | 123 Zephyr Drive | Chapel Hill | NC | 27514 | Pending | NC NM-Net Metering for Renewable Energy Facilities | PEC Carolinas |  | Pending | Photovoltaic |  | 6.84 | Northern | Single | 2015-06-01 |  | 2015-06-01 | Open
DC | Chatham | Dr. Elizabeth Geller | 120/240 |  |  | 7.88 | Solar | Residential | 123 Zephyr Drive | Chapel Hill | NC | 27514 | Approved | NC CSP-Cogeneration and Small Power Producer-Sell All | PEC Carolinas | 2010-06-29 | Connected | Photovoltaic |  | 6.3 | Northern | Single | 2012-10-18 |  |  | Executed
DC | Forsyth | Robert G Lundergan | 120/240 | Distribution | Qty 12 Sunmodule 280W PV Modules | 3.36 | Solar | Residential | 1665 Brookford Rd | Kernersville | NC | 27284 | Approved | NM-NC Net Metering | Carolinas | 2015-05-22 | Connected | Photovoltaic |  | 2.88 | Northern | Single | 2015-04-24 | 2015-05-07 | 2015-04-24 | Executed
DC | Seminole | Donald R Pease | 120/240 | Distribution |  | 8.4 | Solar | Residential | 695 BROWN BEAR CT | Winter Springs | FL | 32708 | Approved | NM-FL Net Metering | FL | 2015-01-09 | Connected | Photovoltaic |  | 7.14 | North Central | Single | 2015-01-11 |  | 2015-01-11 | Executed
DC | Wake | Dr. Ken Rich | 120/240 |  |  | 3.68 | Solar | Residential | 109 Clear Springs Court | Raleigh | NC | 27615 | Approved | NC CSP-Cogeneration and Small Power Producer-Sell All | PEC Carolinas | 2011-01-25 | Connected | Photovoltaic |  | 2.94 | Northern | Single | 2012-10-18 |  |  | Executed
DC | Mecklenburg | Robert Fleury | 120/240 | Distribution | QTY 21 Sunmodule 250 Modules | 5.25 | Solar | Residential | 1414 Devon Dr | Charlotte | NC | 28209 | Approved | NM-NC Net Metering | Carolinas | 2014-10-22 | Connected | Photovoltaic |  | 5.25 | Central | Single | 2014-09-15 | 2014-10-10 | 2014-09-15 | Executed
DC | Orange | Donald Mathis |  | Distribution |  | 5 | Solar | Residential | 14024 BRAMBLE BUSH CT | Orlando | FL | 32832 | Approved | NM-FL Net Metering | FL | 2010-07-07 | Connected | Photovoltaic |  | 4.25 | South Central |  | 2014-09-10 |  |  | Executed
DC | Guilford | Robert F. Moates | 120/240 | Distribution |  | 1.1 | Solar | Residential | 4048 Old Julian Rd | Julian | NC | 27283 | Approved | SCG-NC Small Customer Generator Rider | Carolinas | 2015-05-19 | Connected | Photovoltaic |  | 1.1 | Northern | Single | 2011-04-07 |  | 2009-10-13 | Executed
DC | Chatham | Dr. Robert Dick | 120/240 |  |  | 4.63 | Solar | Residential | 507 Burgess Road | Apex | NC | 27502 | Approved | NC CSP-Cogeneration and Small Power Producer-Sell All | PEC Carolinas | 2012-03-14 | Connected | Photovoltaic |  | 3.7 | Northern | Single | 2012-10-18 |  |  | Executed
DC | Orange | Robert E. Wray | 120/240 | Distribution |  | 4.2 | Solar | Residential | 311 Edgewater Circle | Chapel Hill | NC | 27516 | Approved | SCG-NC Small Customer Generator Rider | Carolinas | 2010-08-05 | Connected | Photovoltaic |  | 3.5 | Northern | Single | 2011-04-07 |  | 2010-07-21 | Executed
DC | Forsyth | Robert Hunter | 120/240 | Distribution | QTY 16 SUNIVA 260 Optimus Solar Modules | 4.16 | Solar | Residential | 201 Cascade Ave | Winston Salem | NC | 27127 | Approved | NM-NC Net Metering | Carolinas | 2014-05-21 | Connected | Photovoltaic |  | 3.44 | Northern | Single | 2014-04-01 | 2014-05-01 | 2014-04-01 | Executed
DC | Alamance | Robert Byrd | 120/240 | Distribution | QTY 22 LG 275S1C-B3 MonoX Modules | 6.05 | Solar | Residential | 2826 Charlotte Ln | Burlington | NC | 27215 | Approved | NM-NC Net Metering | Carolinas | 2014-10-29 | Connected | Photovoltaic |  | 6 | Northern | Single | 2014-09-16 | 2014-10-22 | 2014-09-16 | Executed
DC | SEMINOLE | Donna Gaschel |  | Distribution |  | 10 | Solar | Residential | 1813 HIDDEN CREEK PL | SANFORD | FL | 32773 | Approved | NM-FL Net Metering | FL | 2013-12-17 | Connected | Photovoltaic |  | 8.5 | North Central |  | 2014-09-10 |  |  | Executed
DC | Henderson | Robert Adams | 120/240 | Distribution |  | 4.94 | Solar | Residential | 305 Wagram Place | Hendersonville | NC | 28739 | Approved | PP-N NC - Non-Hydroelectric Qualifying Facilities | Carolinas | 2011-12-14 | Connected | Photovoltaic | Adams PV Installation | 4 | Southern | Single | 2011-11-08 |  | 2011-11-08 | Executed
AC | HOWARD | DUANE E JOHNSON | 120/240 |  | Skystream 3.7 wind turbine | 1.8 | Wind | Residential | 7774 200 S E | GREENTOWN | IN | 46936 | Approved | Net Metering - Standard Contract Rider No. 57 | IN | 2009-04-01 | Connected | Turbine |  | 1.8 | North | Single |  |  |  | Executed
DC | Pinellas | Donna Gray |  | Distribution |  | 4.93 | Solar | Residential | 387 CARRIAGE HOUSE LN | Tarpon Springs | FL | 34689 | Approved | NM-FL Net Metering | FL | 2012-06-26 | Connected | Photovoltaic |  | 4.191 | South Coastal |  | 2014-09-10 |  |  | Executed
DC | Cabarrus | Robert Dozier | 120/240 | Distribution | 15 Sunmodule SW 260 Solar Panel | 3.9 | Solar | Residential | 8515 Willow Oak Ln | Harrisburg | NC | 28075 | Approved | NM-NC Net Metering | Carolinas | 2013-07-09 | Connected | Photovoltaic |  | 3.225 | Central | Single | 2013-06-04 | 2013-07-08 | 2013-06-04 | Executed
DC | Marion | Donna Thurman |  | Distribution |  | 6 | Solar | Residential | 435 NE 63RD STREET | OCALA | FL | 34479 | Approved | NM-FL Net Metering | FL | 2013-06-13 | Connected | Photovoltaic |  | 5.1 | North Coastal |  | 2014-09-10 |  |  | Executed
DC | Durham | Robert D Berner | 120/240 | Distribution | QTY 16 Aleo L29J265 | 4.24 | Solar | Residential | 6109 Bud Huey Rd | Waxhaw | NC | 28173 | Approved | NM-NC Net Metering | Carolinas | 2013-12-18 | Connected | Photovoltaic |  | 4 | Central | Single | 2013-09-04 | 2013-12-02 | 2013-09-04 | Executed
DC | Citrus | Donna Grady |  | Distribution |  | 5.04 | Solar | Residential | 5596 W CONESTOGA DR | Beverly Hills | FL | 34465 | Approved | NM-FL Net Metering | FL | 2010-05-04 | Connected | Photovoltaic |  | 4.284 | North Coastal |  | 2014-09-10 |  |  | Executed
DC | Gaston | Duke Energy Business Services, LLC |  | Distribution | 10kW Solar Car Port 100kW PV System | 110 | Solar | Non-Residential | 1900 N. Main Street | Mt Holly | NC | 28120 | Pending | PG-NC Parallel Generation | Carolinas |  | Pending | Photovoltaic |  | 358.6 | Central | 3-phase | 2015-06-10 |  | 2015-06-10 | Open
DC | HAMILTON | DUKE ENERGY CENTER-NM |  |  | two hundred sixteen 240-W and two hundred thirteen 224-W solar panels | 99.55 | Solar | Non-Residential | 525 Elm St. | Cincinnati | OH | 45202 | Approved | Rider NM - Net Metering Rider - OH | OH/KY | 2011-05-25 | Connected | Photovoltaic |  | 84 | Central |  |  |  |  | Executed
DC | Rowan | Duke Energy Corporation - Woodleaf Solar | 12,470Y/7,200 | Distribution | Qty 25,536 (310 Watt) Trina TSM-PD14 | 7916.16 | Solar | Non-Residential | Old US Highway 70 & NC 801 | Salisbury | NC | 28147 | Pending | Negotiated (NC) | Carolinas |  | Pending | Photovoltaic |  | 4500 | Central | 3-phase | 2015-06-11 |  | 2015-06-11 | Open
AC | Cherokee | Cherokee County Cogeneration Partners LP - NM | 100 KV | Transmission | Combined Cycle | 100000 | Natural Gas | Non-Residential | 132 Peoples Creek Rd | Gaffney | SC | 29340 | Approved | Negotiated (SC) | Carolinas | 1998-04-18 | Connected | Turbine | Gaffney Cogeneration Facility | 100000 | Southern | 3-phase |  |  |  | Executed
DC | Marion | Donna Malo |  | Distribution |  | 10.08 | Solar | Residential | 9341 SE 187 Terr | Ocklawaha | FL | 32179 | Approved | NM-FL Net Metering | FL | 2008-10-17 | Connected | Photovoltaic |  | 8.568 | North Coastal |  | 2014-09-10 |  |  | Executed
DC | LAKE | Donna Naples |  | Distribution |  | 6.72 | Solar | Residential | 158 BAYOU BEND ROAD, SOLAR POWER | GROVELAND | FL | 34736 | Approved | NM-FL Net Metering | FL | 2013-09-06 | Connected | Photovoltaic |  | 5.712 | South Central |  | 2014-09-10 |  |  | Executed
DC | Boone | Donna Repenning | 120/240 | Distribution | twenty-three 260-W Suniva solar modules | 5.98 | Solar | Residential | 12253 Gaines Wy | Walton | KY | 41094 | Approved | Rider NM - Net Metering Rider - KY | OH/KY | 2013-12-13 | Connected | Photovoltaic |  | 5.75 | South | Single | 2013-11-19 |  | 2013-11-19 | Executed
DC | Pinellas | Donna Richey | 120/240 | Distribution | Qty 40 Axitec AC-250w, solar panels | 10 | Solar | Residential | 5720 Denver St NE | St Petersburg | FL | 33703 | Approved | NM-FL Net Metering | FL | 2015-05-13 | Connected | Photovoltaic |  | 8.5 | South Coastal | Single | 2015-04-16 |  | 2015-04-16 | Executed
DC |  | Dupree Solar Farm, LLC |  | Distribution |  |  | Solar | Non-Residential | Unknown | Willow Springs | NC | 0 | Cancelled |  | PEC Carolinas |  | Cancelled | Photovoltaic |  | 5000 | Unknown |  | 2014-10-21 |  | 2013-03-28 | Cancelled
DC | Mecklenburg | Robert D. Thomason | 120/240 | Distribution |  | 2.5 | Solar | Residential | 2518 Roswell Ave | Charlotte | NC | 28209 | Approved | SCG-NC Small Customer Generator Rider | Carolinas | 2006-12-07 | Connected | Photovoltaic |  | 2.5 | Central | Single | 2011-04-07 |  | 2006-10-11 | Executed
DC | Orange | Durham Technical Community College - Main Campus - NM |  | Distribution |  | 2.4 | Solar | Non-Residential | 525 College Park Rd | Hillsborough | NC | 27278 | Approved | NM-NC Net Metering | Carolinas | 2010-12-20 | Superseded | Photovoltaic |  | 2.4 | Northern | Single | 2011-04-07 |  | 2010-09-24 | Superceded
DC | Pinellas | Donna Reynolds |  | Distribution |  | 8.6 | Solar | Residential | 3401 71ST ST N | St Petersburg | FL | 33710 | Approved | NM-FL Net Metering | FL | 2012-07-03 | Connected | Photovoltaic |  | 7.31 | South Coastal |  | 2014-09-10 |  |  | Executed
DC | Guilford | Robert Cary | 120/240 | Distribution | 10 MageSolar 245/6pl.us.ac | 2.45 | Solar | Residential | 1346 Seminole Dr | Greensboro | NC | 27408 | Approved | NM-NC Net Metering | Carolinas | 2013-09-18 | Connected | Photovoltaic |  | 2.4 | Northern | Single | 2013-05-23 | 2013-08-30 | 2013-05-23 | Executed
DC | Mecklenburg | Dustin M Dedman | 120/240 | Distribution | qty 17 LG300W Solar PV panels | 5.1 | Solar | Residential | 12711 Cumberland Cove Dr | Charlotte | NC | 28273 | Approved | NM-NC Net Metering | Carolinas | 2015-01-14 | Pending Meter Set | Photovoltaic |  | 4.25 | Central | Single | 2014-11-25 | 2014-12-22 | 2014-11-25 | Open
DC | Lake | Donna Shawl | 120/240 | Distribution | Qty 23 Canadian Solar#CS6P-255Watts-PX | 5.87 | Solar | Residential | 327 Silver Maple Road | Groveland | FL | 34736 | Approved | NM-FL Net Metering | FL | 2015-02-24 | Connected | Photovoltaic |  | 4.985 | South Central | Single | 2015-02-23 |  | 2015-02-23 | Executed
DC | Jackson | Robert Carton | 120/240 | Distribution |  | 9.9 | Solar | Residential | 189 Buffalo Mountain Rd | Glenville | NC | 28736 | Approved | PP-N NC - Non-Hydroelectric Qualifying Facilities | Carolinas | 2010-12-29 | Connected | Photovoltaic | Carton PV Installation | 9.9 | Southern | Single | 2011-04-07 |  | 2010-10-08 | Executed
DC | Pinellas | Donna Vehar-Jalkanen | 120/240 | Distribution | Qty 40 Solar World 250W Solar Panels | 10 | Solar | Residential | 4241 Eagle Watch Blvd | Palm Harbor | FL | 34685 | Approved | NM-FL Net Metering | FL | 2015-05-19 | Connected | Photovoltaic |  | 8.5 | South Coastal | Single | 2015-05-12 |  | 2015-05-12 | Executed
DC | Wake | Dwight E Alford | 120/240 |  | Qty 24 Suniva OPT255W Modules | 6.12 | Solar | Residential | 3716 William J Cowan Wynd | Raleigh | NC | 27612 | Approved | NM-NC Net Metering | PEC Carolinas | 2014-01-16 | Connected | Photovoltaic |  | 5.16 | Northern |  | 2013-11-04 |  | 2013-11-04 | Executed
DC |  | Doran Mfg. Co. | 120/240 | Distribution | Ninty-Six 308 Watt Sun Power Solar Panels | 29.57 | Solar | Non-Residential | 2851 Massachusetts Ave | Cincinnati | OH | 45225 | Approved | Rider NM - Net Metering Rider - OH | OH/KY | 2012-02-21 | Connected | Photovoltaic |  | 66 | South | Single | 2012-01-17 |  | 2012-01-17 | Executed
DC | Rockingham | Dylon Solar, LLC |  | Distribution | Qty 21780 (285 Watt) Trina TSM-285 PA14 | 6207.3 | Solar | Non-Residential | 11692 US 158 | Reidsville | NC | 27320 | Cancelled | PP-N NC - Non-Hydroelectric Qualifying Facilities | Carolinas |  | Cancelled | Photovoltaic |  | 5000 | Northern | 3-phase | 2013-02-05 |  | 2013-02-05 | Cancelled
DC | Franklin | Robert Carton | 120/240 | Distribution | 21 Suniva 270W Solar Modules | 5.67 | Solar | Residential | 189 Buffalo Mountain Rd | Glenville | NC | 28736 | Approved | NM-NC Net Metering | Carolinas | 2013-04-30 | Connected | Photovoltaic |  | 5 | Southern | Single | 2013-01-03 | 2013-04-18 | 2013-01-03 | Executed
DC | BROWN | E Gene Cook | 120/240 |  | twenty-five 175-W Suntech Black Label STP175S-24/Ab-1 solar panels | 4.38 | Solar | Residential | 16414 MOON RD | MT ORAB | OH | 45154 | Approved | Rider NM - Net Metering Rider - OH | OH/KY | 2011-02-11 | Connected | Photovoltiac |  | 4.375 | East | Single | 2014-04-30 |  |  | Executed
DC | Warren | Eagle Solar LLC |  | Distribution | Qty 17,784 JA Solar JAP6-72-310 | 5513.04 | Solar | Non-Residential | 1391 Warren Plains Rd. | Warrenton | NC | 27589 | Pending |  | PEC Carolinas |  | Pending | Photovoltaic |  | 4500 | Unknown | 3-phase | 2015-01-19 |  | 2015-01-19 | Open
DC |  | Doris Del-Castillo | 120/240 | Distribution | Qty 22 SW280w, solar panels | 6.16 | Solar | Residential | 3052 Heron Pl | Clearwater | FL | 33762 | Approved | NM-FL Net Metering | FL | 2015-06-05 | Connected | Photovoltaic |  | 5.236 | South Coastal | Single | 2015-05-29 |  | 2015-05-29 | Executed
DC | Pinellas | Doris Nelms | 120/240 | Distribution | Qty 27 Canadian CS6P 255w solar panels | 6.88 | Solar | Residential | 6458 Coronet Dr | New Port Richey | FL | 34655 | Approved | NM-FL Net Metering | FL | 2015-03-12 | Connected | Photovoltaic |  | 5.85 | South Coastal | Single | 2015-03-09 |  | 2015-03-09 | Executed
DC | Wake | Robert C Newman | 120/240 | Distribution | Qty 22 RenaSola 255W Modules | 5.61 | Solar | Residential | 1714 Puma Ln | Chapel Hill | NC | 27156 | Approved | NM-NC Net Metering | Carolinas | 2015-03-20 | Connected | Photovoltaic |  | 5 | Northern | Single | 2014-12-30 | 2015-03-10 | 2014-12-30 | Executed
DC | Durham | Robert Bryant | 120/240 | Distribution |  | 3.78 | Solar | Residential | 3509 Wild Harvest Court | Durham | NC | 27712 | Approved | SCG-NC Small Customer Generator Rider | Carolinas | 2013-07-01 | Connected | Photovoltaic |  | 3.78 | Northern | Single | 2013-07-17 |  | 2013-07-17 | Executed
DC | Lake | Dorothy Smith |  | Distribution |  | 5.84 | Solar | Residential | 1016 FORT MASON DR | Eustis | FL | 32726 | Approved | NM-FL Net Metering | FL | 2009-08-04 | Connected | Photovoltaic |  | 4.964 | North Central |  | 2014-09-10 |  |  | Executed
DC | Wake | Earl S. Ransom Jr. | 120/240 |  |  | 3.38 | Solar | Residential | 2912 Ryton Court | Raleigh | NC | 27610 | Approved | NC CSP-Cogeneration and Small Power Producer-Sell All | PEC Carolinas | 2010-09-03 | Connected | Photovoltaic |  | 2.7 | Northern | Single | 2012-10-18 |  |  | Executed
DC | Clermont | Earl Seibert | 120/240 | Distribution | four 305-W Astronergy crystalline modules | 1.22 | Solar | Residential | 1560 Faul Ln | Milford | OH | 45150 | Approved | Rider NM - Net Metering Rider - OH | OH/KY | 2014-04-23 | Superseded | Photovoltaic |  | 1.22 | South | Single | 2014-04-14 |  | 2014-04-14 | Superceded
DC |  | Dorothy D Wilson | 120/240 | Distribution | Twelve 245 Watt Lumos Solar Panels | 2.94 | Solar | Residential | 4500 Northwoods Ln N | Bloomington | IN | 47404 | Approved | Net Metering - Standard Contract Rider No. 57 | IN | 2011-09-02 | Connected | Photovoltaic |  | 2.58 | Southern | Single | 2011-08-10 |  | 2011-08-10 | Executed
DC | Orange | Dorothy Wight |  | Distribution |  | 5.25 | Solar | Residential | 1750 MOHAWK TRL | MAITLAND | FL | 32751 | Approved | NM-FL Net Metering | FL | 2011-05-17 | Connected | Photovoltaic |  | 4.463 | North Central |  | 2014-09-10 |  |  | Executed
DC | Citrus | Dorothy Schwartz |  | Distribution |  | 6.11 | Solar | Residential | 3750 N TYRONE AVE | Hernando | FL | 34442 | Approved | NM-FL Net Metering | FL | 2010-05-14 | Connected | Photovoltaic |  | 5.194 | North Coastal |  | 2014-09-10 |  |  | Executed
DC | Catawba | East Burke Farm, LLC- Solar | 12,470Y/7,200 | Distribution | QTY: 21,660 CS MaxPower 300P | 6498 | Solar | Non-Residential | 1253 Cape Hickory Rd | Hickory | NC | 27517 | Cancelled | PP-H NC - Hydroelectric Qualifying Facilities | Carolinas |  | Cancelled | Photovoltaic |  | 4998 | Central | 3-phase | 2013-11-14 |  | 2013-11-14 | Cancelled
DC | Durham | Bruce Michael | 120/240 | Distribution |  | 3.78 | Solar | Residential | 3509 Wild Harvest Ct | Durham | NC | 27712 | Approved | SCG-NC Small Customer Generator Rider | Carolinas | 2008-05-23 | Connected | Photovoltaic |  | 3.78 | Northern | Single | 2011-04-07 |  | 2008-04-10 | Executed
DC | CLERMONT | DOUG & GAYLE ROUSH | 120/240 | Distribution | forty-five 185-W solar panels | 8.33 | Solar | Residential | 2050 BUCKLER RD | NEW RICHMOND | OH | 45157 | Approved | Rider NM - Net Metering Rider - OH | OH/KY | 2011-01-18 | Connected | Photovoltaic |  | 8.325 | East | Single | 2011-05-18 |  | 2011-05-18 | Executed
DC | Chatham | Doug Dreher | 120/240 | Distribution |  | 2.9 | Solar | Residential | 257 Eagle Drive | Chapel Hill | NC | 27517 | Approved | NC NM-Net Metering for Renewable Energy Facilities | PEC Carolinas | 2011-01-19 | Connected | Photovoltaic |  | 2.32 | Northern | Single | 2012-10-18 |  |  | Executed
DC | ORANGE | Doug Hagg |  | Distribution |  | 4.85 | Solar | Residential | 2836 SUNSET ROAD | APOPKA | FL | 32703 | Approved | NM-FL Net Metering | FL | 2013-12-06 | Connected | Photovoltaic |  | 4.118 | North Central |  | 2014-09-10 |  |  | Executed
DC | Mecklenburg | Robert Brown | 120/240 | Distribution | 20 (235 Watt) LG235M1C-G2 | 4.7 | Solar | Residential | 2322 Kersey Court | Charlotte | NC | 28213 | Approved | NM-NC Net Metering | Carolinas | 2012-07-18 | Connected | Photovoltaic |  | 4.7 | Central | Single | 2012-06-27 | 2012-07-17 | 2012-06-27 | Executed
DC | Lake | Doug Novin | 120/240 | Distribution | Qty 28 (255 Watt) Canadian Solar CS6P-255PX Solar Panels | 7.14 | Solar | Residential | 81 Bayou Bend Rd | Solar Power Groveland | FL | 34736 | Approved | NM-FL Net Metering | FL | 2015-03-12 | Connected | Photovoltaic |  | 6.07 | South Central | Single | 2015-02-09 |  | 2015-02-09 | Executed
DC | Orange | Robert A. Mantz | 120/240 | Distribution | QTY: 20 SunPower SPR-327 | 6.54 | Solar | Residential | 1716 Penrose Pl | Efland | NC | 27243 | Pending | NM-NC Net Metering | Carolinas | 2013-12-23 | Connected | Photovoltaic |  | 6 | Northern | Single | 2013-11-11 | 2013-12-20 | 2013-11-11 | Executed
DC | Haywood | Doug Wingeier | 120/240 | Distribution |  | 3.6 | Solar | Residential | 36 Bust O Dawn Dr. #B | Waynesville | NC | 28745 | Approved | NC NM-Net Metering for Renewable Energy Facilities | PEC Carolinas | 2010-05-14 | Connected | Photovoltaic |  | 2.88 | Western | Single | 2012-10-18 |  |  | Executed
DC | Rowan | Robert A Voelker | 120/240 | Distribution | QTY 19 Monox 270W LG | 5.1 | Solar | Residential | 330 Crowell Lane | Salisbury | NC | 28146 | Approved | NM-NC Net Metering | Carolinas | 2014-05-15 | Connected | Photovoltaic |  | 5 | Central | Single | 2014-04-04 | 2014-05-13 | 2014-04-04 | Executed
DC | Orange | Ecoplexus Inc 5-Cancelled |  | Distribution | 12756 Canadian Solar 300W Modules | 3826.8 | Solar | Non-Residential | 651 Mattress Factory Road | Mebane | NC | 28312 | Cancelled | PP-N NC - Non-Hydroelectric Qualifying Facilities | Carolinas |  | Cancelled | Photovoltaic |  | 3000 | Southern | 3-phase | 2013-06-06 |  | 2013-06-06 | Cancelled
DC | Cleveland | Innovative Solar 33 LLC | 100 KV | Transmission | QTY: 140,000 Canadian Solar 250W | 35000 | Solar | Non-Residential | 2704 McCraw Rd. | Mooresboro | NC | 28114 | Pending | PP-N NC - Non-Hydroelectric Qualifying Facilities | Carolinas |  | Pending | Photovoltaic |  | 35000 | Central | 3-phase | 2013-12-18 |  | 2013-12-18 | Open
DC | Catawba | Ecoplexus, Inc 2- Cancelled |  | Distribution | Canadian Solar CS6x-300M |  | Solar | Non-Residential | Old Catawba Rd | Claremont | NC | 28610 | Cancelled | PP-N NC - Non-Hydroelectric Qualifying Facilities | Carolinas |  | Cancelled | Photovoltaic |  | 500 | Central | 3-phase | 2013-06-06 |  | 2013-06-06 | Cancelled
DC | Rockingham | Ecoplexus, Inc 3 |  | Distribution | Canadian Solar Cs6x-300M |  | Solar | Non-Residential | 256 Maple Road | Eden | NC | 27288 | Cancelled | PP-N NC - Non-Hydroelectric Qualifying Facilities | Carolinas |  | Cancelled | Photovoltaic |  |  | Northern | 3-phase | 2013-06-06 |  | 2013-06-06 | Cancelled
DC | Rockingham | Ecoplexus, Inc 4-Cancelled |  | Distribution | Renesola JC300M-24/Ab |  | Solar | Non-Residential | Yount Rd | Eden | NC | 27288 | Cancelled | PP-N NC - Non-Hydroelectric Qualifying Facilities | Carolinas |  | Cancelled | Photovoltaic |  |  | Northern | 3-phase | 2013-06-06 |  | 2013-06-06 | Cancelled
DC | Iredell | Ecoplexus, INC | 480Y/277 | Distribution | 21,600 Canadian Solar Module #CS6X-300M | 6480 | Solar | Non-Residential | Stamey Farm Rd | Statesville | NC | 28677 | On Hold | PP-N NC - Non-Hydroelectric Qualifying Facilities | Carolinas |  | Pending | Photovoltaic |  | 5000 | Northern | 3-phase | 2013-05-09 |  | 2013-05-09 | Open
DC | Guilford | Robert A Bolander | 120/240 | Distribution | Qty 12 (255 Watt) Suniva OPT255-60-4-1B0 | 3.06 | Solar | Residential | 2513 W Woodlyn Way | Greensboro | NC | 27407 | Approved | NM-NC Net Metering | Carolinas | 2013-11-22 | Connected | Photovoltaic |  | 2.58 | Northern | Single | 2013-10-28 | 2013-11-21 | 2013-10-28 | Executed
DC | Anderson | Rita W Viers | 120/240 | Distribution | Qty 10 (240 Watt) Mage Powertec Plus Solar Panel | 2.4 | Solar | Residential | 851 N Hamilton ST | Williamston | SC | 29697 | Approved | NM-SC Net Metering | Carolinas | 2013-01-08 | Connected | Photovoltaic |  | 2.38 | Southern | Single | 2013-01-04 | 2013-01-07 | 2013-01-04 | Executed
DC |  | Ed Rutherford | 120/240 |  | forty 250-W Mage solar panels | 10 | Solar | Residential | 3987 Bennett Rd. | Morrow | OH | 45152 | Approved | Rider NM - Net Metering Rider - OH | OH/KY | 2014-01-14 | Connected | Photovoltaic |  | 10 | North |  | 2013-12-27 |  | 2013-12-27 | Executed
DC |  | Douglas Drake | 120/240 | Distribution | four Solarworld 240W modules | 0.96 | Solar | Residential | 7525 Fairfield Rd | Oxford | OH | 45056 | Approved | Rider NM - Net Metering Rider - OH | OH/KY | 2012-07-27 | Connected | Photovoltaic |  | 0.86 | North | Single | 2012-07-12 |  | 2012-07-12 | Executed
DC |  | Eddie J Sinkfield | 120/240 | Distribution | twenty-two 235 Watt Sharp Solar Panels | 5.17 | Solar | Residential | 10732 Chester Road | Cincinnati | OH | 45246 | Approved | Rider NM - Net Metering Rider - OH | OH/KY | 2011-11-09 | Superseded | Photovoltaic |  | 4.73 | South | Single | 2011-11-04 |  | 2011-11-04 | Superceded
DC | Wilkes | Rita R and Scott Flanagan | 120/240 | Distribution | 15 (245 Watt) Conergy PM 245P Solar Panel | 3.68 | Solar | Residential | 220 N Star DR | Moravian FLS | NC | 28654 | Approved | SCG-NC Small Customer Generator Rider | Carolinas | 2012-07-10 | Connected | Photovoltaic |  | 3.675 | Northern | Single | 2012-06-05 | 2012-07-10 | 2012-06-05 | Executed
DC |  | Eden Gant Energy, LLC |  | Distribution | 2280 CSUN305-72P Solar Modules | 695.4 | Solar | Non-Residential | 136 Gant Rd. | Eden | NC | 27288 | Pending |  | Carolinas |  | Pending | Photovoltaic |  | 524.4 | Northern |  | 2015-03-02 |  | 2015-03-02 | Open
|  | Eden Solar, LLC | [5 empty] | Non-Residential | 0 Currie Rd | Jackson Spring | NC | 27281 | Pending | Negotiated (NC) | PEC Carolinas |  |  | Photovoltaic |  |  | Northern |  |  |  |  | Open
DC | Hillsborough | Douglas Bareiss |  | Distribution |  | 5 | Solar | Residential | 2122 LAKE LINDA CIR | Lutz | FL | 33558 | Approved | NM-FL Net Metering | FL | 2011-07-26 | Connected | Photovoltaic |  | 4.25 | South Coastal |  | 2014-09-10 |  |  | Executed
DC | ORANGE | Douglas Morrill |  | Distribution |  | 7.25 | Solar | Residential | 11831 VERRAZANO DR | ORLANDO | FL | 32836 | Approved | NM-FL Net Metering | FL | 2014-03-04 | Connected | Photovoltaic |  | 6.158 | South Central |  | 2014-09-10 |  |  | Executed
DC | Citrus | Douglas Panepinto |  | Distribution |  | 4.95 | Solar | Residential | 2 GRAYTWIG CT N | Homosassa | FL | 34446 | Approved | NM-FL Net Metering | FL | 2009-10-15 | Connected | Photovoltaic |  | 4.208 | North Coastal |  | 2014-09-10 |  |  | Executed
DC | Lake | Douglas Christopher |  | Distribution |  | 6.6 | Solar | Residential | 177 BALMY COAST RD, SOLAR POWER | Groveland | FL | 34736 | Approved | NM-FL Net Metering | FL | 2012-11-06 | Connected | Photovoltaic |  | 5.61 | South Central |  | 2014-09-10 |  |  | Executed
DC | Orange | Douglas Klug |  | Distribution |  | 5.39 | Solar | Residential | 7602 POINTVIEW CIR | Orlando | FL | 32736 | Approved | NM-FL Net Metering | FL | 2013-01-17 | Connected | Photovoltaic |  | 4.582 | South Central |  | 2014-09-10 |  |  | Executed
DC | HAMILTON | EDNA S KANESHIRO | 120/240 |  | eleven 175-W Suntech Black Label STP175S-24/Ab-1 solar panels | 1.93 | Solar | Residential | 2094 RAEBURN DR | CINCINNATI | OH | 45223 | Approved | Rider NM - Net Metering Rider - OH | OH/KY | 2011-03-08 | Connected | Photovoltaic |  | 1.925 | Central | Single | 2011-05-12 |  | 2011-05-12 | Executed
DC | Butler | Edna Southard | 120/240 |  | fourteen 280-W SolarWorld Sunmodule Plus SW 280 solar modules | 3.92 | Solar | Residential | 807 Melinda Dr | Oxford | OH | 45056 | Approved | Rider NM - Net Metering Rider - OH | OH/KY |  | Pending Meter Set | Photovoltaic |  | 3.8 | North |  | 2015-06-12 |  | 2015-06-12 | Open
DC | Moore | Ed's Gun Shop |  |  |  | 9.25 | Solar | Residential | 5560 US Hwy 1 | Vass | NC | 28394 | Approved | NC CSP-Cogeneration and Small Power Producer-Sell All | PEC Carolinas | 2009-10-02 | Connected | Photovoltaic |  | 7.4 | Southern | 3-phase | 2012-10-18 |  |  | Executed
DC |  | Douglas Rose | 120/240 | Distribution | thirty-eight 250-W AUO AC Unison PM250MAO solar panels | 9.5 | Solar | Residential | 10130 Crosier Ln | Cincinnati | OH | 45242 | Approved | Rider NM - Net Metering Rider - OH | OH/KY | 2014-07-02 | Connected | Photovoltaic |  | 9.04 | South | Single | 2014-05-12 |  | 2014-06-03 | Executed
DC | Greenville | Risa Myers | 120/240 | Distribution | 14 SolarWorld 250W Modules | 3.5 | Solar | Residential | 1996 Little Texas Rd | Travelers Rest | SC | 29690 | Approved | NM-SC Net Metering | Carolinas | 2012-07-02 | Connected | Photovoltaic |  | 3.01 | Southern | Single | 2012-05-22 |  | 2012-05-22 | Executed
DC | Wake | Edward A. Lipetzky | 120/240 |  |  | 4.54 | Solar | Residential | 501 Roxanne Drive | Raleigh | NC | 27603 | Approved | NC CSP-Cogeneration and Small Power Producer-Sell All | PEC Carolinas | 2011-06-09 | Connected | Photovoltaic |  | 3.63 | Northern | Single | 2012-10-18 |  |  | Executed
DC | ORANGE | Douglas Wasser |  | Distribution |  | 3.6 | Solar | Residential | 2935 CARRICKTON CIR | ORLANDO | FL | 32824 | Approved | NM-FL Net Metering | FL | 2013-09-25 | Connected | Photovoltaic |  | 3.06 | South Central |  | 2014-09-10 |  |  | Executed
DC | Lake | Dr Seifiert |  | Distribution |  | 7.26 | Solar | Residential | 2441 E CROOKED LAKE CLUB BLVD | Eustis | FL | 32726 | Approved | NM-FL Net Metering | FL | 2010-06-09 | Connected | Photovoltaic |  | 6.171 | North Central |  | 2014-09-10 |  |  | Executed
DC | MARION | Dr Seese |  | Distribution |  | 6 | Solar | Residential | 10571 SE 141ST AVENUE RD, LAKE FAY RD | OCKLAWAHA | FL | 32179 | Approved | NM-FL Net Metering | FL | 2014-03-06 | Connected | Photovoltaic |  | 5.1 | North Coastal |  | 2014-09-10 |  |  | Executed
DC | Highlands | Dr Palsgrove |  | Distribution |  | 5.6 | Solar | Residential | 3046 N BOWDEN RD | Avon Park | FL | 33825 | Approved | NM-FL Net Metering | FL | 2010-04-07 | Connected | Photovoltaic |  | 4.76 | South Central |  | 2014-09-10 |  |  | Executed
DC | Rutherford | Ricky & Julie A Powell | 120/240 | Distribution | qty 20 LG 300w PV modules | 6 | Solar | Residential | 261 Low Bridge Road | Forest City | NC | 28043 | Approved | NM-NC Net Metering | Carolinas | 2015-03-20 | Connected | Photovoltaic |  | 6 | Southern | Single | 2015-02-20 | 2015-03-18 | 2015-02-20 | Executed
DC | Greenville | Edward C Stewart | 120/240 | Distribution | Qty 28 Canadian 260W Solar Panels | 7.28 | Solar | Residential | 340 Driftwood Drive | Piedmont | SC | 29673 | Approved | NM-SC Net Metering | Carolinas |  | Pending Meter Set | Photovoltaic |  | 7 | Southern | Single | 2015-03-24 | 2015-05-21 | 2015-03-24 | Open
DC | Marion | Dr Steinberg |  | Distribution |  | 1.8 | Solar | Residential | 13020 SE 55TH AVENUE RD | Belleview | FL | 34420 | Approved | NM-FL Net Metering | FL | 2009-07-24 | Connected | Photovoltaic |  | 1.53 | North Coastal |  | 2014-09-10 |  |  | Executed
DC |  | Edward E. Lee | 120/240 | Distribution | Eight Westinghouse 185 Watt Solar Panels (1.48 kW Total) | 1.48 | Solar | Residential | 6541 Lewis Road | Loveland | OH | 45140 | Approved | Rider NM - Net Metering Rider - OH | OH/KY | 2011-06-23 | Superseded | Photovoltaic |  | 1.48 | South | Single | 2011-06-21 |  | 2011-06-21 | Superceded
DC | CITRUS | Dr Angelopoulos |  | Distribution |  | 3.45 | Solar | Residential | 1862 W CHELSEA ANN WAY | LECANTO | FL | 34461 | Approved | NM-FL Net Metering | FL | 2014-07-01 | Connected | Photovoltaic |  | 2.933 | North Coastal |  | 2014-09-10 |  |  | Executed
DC | Hamilton | Dr Myron Gerson | 120/240 | Distribution | twenty-two 280-W and twelve 315-W SolarWorld Sunmodule panels | 9.94 | Solar | Residential | 7714 Stonehenge Dr | Cincinnati | OH | 45242 | Approved | Rider NM - Net Metering Rider - OH | OH/KY | 2014-10-21 | Connected | Photovoltaic |  | 9.94 | Central | Single | 2014-08-27 |  | 2014-08-27 | Executed
DC | Volusia | Dr Patel |  | Distribution |  | 5.06 | Solar | Residential | 150 MCGREGOR RD | Deland | FL | 32720 | Approved | NM-FL Net Metering | FL | 2010-10-07 | Connected | Photovoltaic |  | 4.301 | North Central |  | 2014-09-10 |  |  | Executed
DC | Mecklenburg | Richard Hottle | 120/240 | Distribution | Qty 4 Renesola JC250M-24 Solar panels | 1 | Solar | Residential | 9641 Old Dowd Rd | Charlotte | NC | 28214 | Approved | NM-NC Net Metering | Carolinas | 2015-02-20 | Connected | Photovoltaic |  | 0.86 | Central | Single | 2014-12-04 | 2015-01-07 | 2014-12-04 | Executed
DC | Buncombe | Edward Hauser | 120/240 |  |  | 9.19 | Solar | Residential | 43 Webb Cove Rd | Asheville | NC | 28804 | Approved | NC CSP-Cogeneration and Small Power Producer-Sell All | PEC Carolinas | 2007-10-30 | Connected | Photovoltaic |  | 7.35 | Western | Single | 2012-10-18 |  |  | Executed
DC | Buncombe | Edward Hauser | 120/240 |  |  | 9.19 | Solar | Residential | 43 Webb Cove Rd | Asheville | NC | 28804 | Approved | NC NM-Net Metering for Renewable Energy Facilities | PEC Carolinas | 2013-06-17 | Connected | Photovoltaic |  | 7.35 | Western | Single | 2013-03-28 |  | 2013-03-28 | Executed
DC |  | Dr. David T Hellkamp | 120/240 | Distribution | Twenty-Two 240 Watt Sunmodule solar panels | 5.28 | Solar | Residential | 2089 Raeburn Drive | Cincinnati | OH | 45223 | Approved | Rider NM - Net Metering Rider - OH | OH/KY | 2012-01-09 | Connected | Photovoltaic |  | 4.73 | South | Single | 2011-12-21 |  | 2011-12-21 | Executed
DC | York | Richard Tompkins | 120/240 | Distribution | Qty 13 (LG 235M1C-G2) 235 Watt | 3.06 | Solar | Residential | 3457 Harmony Road | Catawba | SC | 29704 | Approved | NM-SC Net Metering | Carolinas | 2012-11-08 | Connected | Photovoltaic |  | 2.5 | Central | Single | 2012-09-17 | 2012-10-08 | 2012-09-17 | Executed
DC | Hamilton | Dr. John Hageman | 120/240 | Distribution | seven 250-W Sharp ND-250 QCS solar modules | 1.75 | Solar | Residential | 726 Wilbud Dr | Cincinnati | OH | 45205 | Approved | Rider NM - Net Metering Rider - OH | OH/KY | 2013-08-22 | Connected | Photovoltaic |  | 1.505 | Central | Single | 2013-08-15 |  | 2013-08-15 | Executed
DC | Carteret | Dr. Paul Getty | 120/240 | Distribution |  | 11.25 | Solar | Non-Residential | 409 N. 35th Street | Morehead City | NC | 28557 | Approved | NC NM-Net Metering for Renewable Energy Facilities | PEC Carolinas | 2012-02-10 | Connected | Photovoltaic |  | 9 | Eastern | Single | 2012-10-18 |  |  | Executed
DC | Forsyth | Richard Sylvester | 120/240 | Distribution | Qty 18 (240 Watt) Mage Powertec Plus 240/6PL US | 4.32 | Solar | Residential | 1013 Greenhurst Rd. | Winston Salem | NC | 27104 | Approved | NM-NC Net Metering | Carolinas | 2012-12-19 | Connected | Photovoltaic |  | 4.3 | Northern | Single | 2012-09-17 | 2012-12-18 | 2012-09-17 | Executed
DC | Gaston | Richard Sweeney | 120/240 | Distribution |  | 4.7 | Solar | Residential | 3104 Ashwood Park Drive | Belmont | NC | 28012 | Approved | PP-N NC - Non-Hydroelectric Qualifying Facilities | Carolinas | 2011-12-16 | Connected | Photovoltaic | Sweeney PV Installation | 4 | Central | Single | 2011-10-19 |  | 2011-10-19 | Executed
DC | Mecklenburg | Richard R. and Kristin Dean | 120/240 | Distribution | Qty 10 SunPower 345 Watt solar panels | 3.45 | Solar | Residential | 18100 Variety Ln. | Charlotte | NC | 28278 | Approved | NM-NC Net Metering | Carolinas | 2013-07-18 | Connected | Photovoltaic |  | 3.45 | Central | Single | 2013-05-01 | 2013-06-24 | 2013-05-01 | Executed
DC | Chatham | Edward L. McCraw | 120/240 |  |  | 2.5 | Solar | Residential | 98 Bingham Ridge Drive | Pittsboro | NC | 27312 | Approved | NC CSP-Cogeneration and Small Power Producer-Sell All | PEC Carolinas | 2010-09-24 | Connected | Photovoltaic |  | 2 | Northern | Single | 2012-10-18 |  |  | Executed
DC | Union | Richard Mercer | 120/240 | Distribution | Qty 16 Power One 5000 W Soalr Panels | 5.23 | Solar | Residential | 518 McMillan Dr | Indian Trail | NC | 28079 | Approved | NM-NC Net Metering | Carolinas | 2014-10-13 | Connected | Photovoltaic |  | 6.79 | Central | Single | 2014-08-26 | 2014-10-03 | 2014-08-26 | Executed
DC | Wake | DRPFC I, LLC |  | Distribution |  | 20 | Solar | Non-Residential | 8325 Six Forks Rd | Raleigh | NC | 27615 | Approved | Negotiated (NC) | PEC Carolinas | 2009-11-30 | Connected | Photovoltaic | Genworth Office Building | 16 | Unknown |  | 2014-10-21 |  | 2009-09-10 | Executed
DC | Citrus | Drywell Group LLC |  | Distribution |  | 9.87 | Solar | Non-Residential | 111 W MAIN ST, 3RD FLOOR | Inverness | FL | 34450 | Approved | NM-FL Net Metering | FL | 2012-03-13 | Connected | Photovoltaic |  | 8.39 | North Coastal |  | 2014-09-10 |  |  | Executed
DC | Citrus | Drywell Group LLC |  | Distribution |  | 4.7 | Solar | Non-Residential | 111 W MAIN ST, 3RD FLOOR | Inverness | FL | 34450 | Approved | NM-FL Net Metering | FL | 2012-03-13 | Connected | Photovoltaic |  | 3.995 | North Coastal |  | 2014-09-10 |  |  | Executed
DC | Iredell | Edward Odom | 120/240 | Distribution | Qty 10 Solarworld 270W Solar Panels | 2.7 | Solar | Residential | 142 W Stewart Ave | Mooresville | NC | 28115 | Pending | NM-NC Net Metering | Carolinas |  | Pending | Photovoltaic |  | 2.4 | Central | Single | 2015-06-09 |  | 2015-06-09 | Open
DC | Lake | Duane M Smith | 120/240 | Distribution | Qty 26 Yingli 250W Solar Panels | 6.5 | Solar | Residential | 161 Bayou Bend Rd | Groveland | FL | 34736 | Approved | NM-FL Net Metering | FL | 2015-05-27 | Connected | Photovoltaic |  | 5.525 | South Central | Single | 2015-05-15 |  | 2015-05-15 | Executed
DC | Pinellas | Duane Pliknuas | 120/240 | Distribution | Qty 36 SW285W-Solar Panels | 10.26 | Solar | Residential | 8352 Old Ridge Rd. | Largo | FL | 33772 | Approved | NM-FL Net Metering | FL | 2015-02-27 | Connected | Photovoltaic |  | 8.72 | South Coastal | Single | 2015-02-19 |  | 2015-02-19 | Executed
DC | Lee | Duane S Peckenpaugh | 120/240 | Distribution | Qty 28 (250 Watt) Axitec AC-250M/156-60S | 7 | Solar | Residential | 415 Allen Farm Rd | Sanford | NC | 27330 | Approved | NC NM-Net Metering for Renewable Energy Facilities | PEC Carolinas | 2013-10-31 | Connected | Photovoltaic |  | 5.6 | Southern | Single | 2013-09-18 |  | 2013-09-18 | Executed
DC | Seminole | Dudley Bell |  | Distribution |  | 5.39 | Solar | Residential | 6048 UNA DR | SANFORD | FL | 32773 | Approved | NM-FL Net Metering | FL | 2011-08-11 | Connected | Photovoltaic |  | 4.582 | North Central |  | 2014-09-10 |  |  | Executed
DC | Orange | Edward Rovner | 120/240 | Distribution | Qty 17 Rensola 255W Solar Panels | 4.33 | Solar | Residential | 209 Parkside Circle | Chapel Hill | NC | 27516 | Pending | NM-NC Net Metering | Carolinas |  | Pending | Photovoltaic |  | 3.8 | Northern | Single | 2015-05-19 |  | 2015-05-19 | Open
DC | Monroe | Duncan Campbell | 120/240 | Distribution | thirty-three 270-W Suniva Optimus OPT270-60-4-100 solar panels | 8.91 | Solar | Residential | 2300 Tapp Rd W | Bloomington | IN | 47403 | Approved | Net Metering - Standard Contract Rider No. 57 | IN | 2014-11-28 | Connected | Photovoltaic |  | 8 | Northern | Single | 2014-10-13 |  | 2014-10-13 | Executed
DC | Harnett | Dunn Solar, LLC |  | Distribution |  | 2290 | Solar | Non-Residential | 123 Webb Road | Dunn | NC | 28334 | Approved | NC CSP27-Cogeneration and Small Power Producer-Sell All | PEC Carolinas | 2012-12-04 | Connected | Photovoltaic |  | 1990 | Unknown |  | 2014-10-21 |  | 2012-03-16 | Executed
DC | Duplin | Duplin Solar I, LLC |  | Distribution |  | 6480 | Solar | Non-Residential | 160 Houston Lane | Kenansville | NC | 28349 | Approved | NC CSP27-Cogeneration and Small Power Producer-Sell All | PEC Carolinas | 2014-07-14 | Connected | Photovoltaic |  | 5000 | Unknown |  | 2014-10-21 |  | 2012-12-05 | Executed
DC | Orange | Edward W. Witkin and Ellen W Shrader | 120/240 | Distribution |  | 6 | Solar | Residential | 420 Britton Dr | Chapel Hill | NC | 27516 | Cancelled | PP-N NC - Non-Hydroelectric Qualifying Facilities | Carolinas | 2009-12-18 | Cancelled | Photovoltaic | Witkin PV Installation | 6 | Northern | Single | 2011-04-07 |  | 2009-12-02 | Cancelled
DC | Duplin | Duplin Solar II, LLC |  | Distribution |  | 6480 | Solar | Non-Residential | 181 Revelle Road | Warsaw | NC | 28398 | Approved | NC CSP27-Cogeneration and Small Power Producer-Sell All | PEC Carolinas | 2013-12-13 | Connected | Photovoltaic |  | 5000 | Unknown |  | 2014-10-21 |  | 2013-01-23 | Executed
DC | Nash | Edwards Inc |  |  | Qty 812 Renesola JC300M - Abh | 243.6 | Solar | Non-Residential | 4119 Sheep Pasture Rd | Spring Hope | NC | 27882 | Pending | NM-NC Net Metering | PEC Carolinas |  | Pending IA | Photovoltaic |  | 316.364 | Unknown | 3-phase | 2014-10-26 |  | 2014-09-23 | Open
DC | Nash | Edwards Inc |  |  | Qty 406 Renesola JC300M - Abh | 121.8 | Solar | Non-Residential | 4119 Sheep Pasture Rd | Spring Hope | NC | 27882 | Pending | NM-NC Net Metering | PEC Carolinas |  | Pending IA | Photovoltaic |  | 158.182 | Unknown | 3-phase | 2014-10-26 |  | 2014-09-23 | Open
DC | Nash | Edwards Inc |  | Distribution | Qty 432Renesola JC300M - Abh | 129.6 | Solar | Non-Residential | 4119 Sheep Pasture Rd | Spring Hope | NC | 27882 | Pending | NM-NC Net Metering | PEC Carolinas |  | Pending | Photovoltaic |  | 168.312 | Unknown | 3-phase | 2014-10-26 |  | 2014-09-23 | Open
DC | Stanly | Richard Lilly | 120/240 | Distribution | 22 Bosh Aleo 235 | 5.17 | Solar | Residential | 12500 Marybranch Rd | Norwood | NC | 28128 | Approved | NM-NC Net Metering | Carolinas | 2013-06-19 | Connected | Photovoltaic |  | 5.17 | Central | Single | 2013-04-08 | 2013-06-17 | 2013-04-08 | Executed
DC | Pinellas | Dustin Celko | 120/240 | Distribution | Renesola | 1 | Solar | Residential | 5698 25TH AVE N | St. Petersburg | FL | 33710 | Approved | NM-FL Net Metering | FL | 2014-10-31 | Connected | Photovoltaic |  | 0.85 | South Coastal | Single | 2014-10-31 |  | 2014-10-31 | Executed
DC | Rowan | Richard L Shulenburger | 120/240 | Distribution | Qty 26 Solarworld 270W Panels | 7.02 | Solar | Residential | 1625 Gin Rd | Gold Hill | NC | 28071 | Approved | NM-NC Net Metering | Carolinas | 2014-12-10 | Connected | Photovoltaic |  | 6 | Central | Single | 2014-11-05 | 2014-12-05 | 2014-11-05 | Executed
DC | Orange | Richard Jooss | 120/240 | Distribution | 27 Canadian Solar 250 - Solar Modules | 6.75 | Solar | Residential | 300 Glade Street | Chapel Hill | NC | 27516 | Approved | NM-NC Net Metering | Carolinas | 2013-09-18 | Connected | Photovoltaic |  | 6 | Northern | Single | 2013-06-25 | 2013-09-11 | 2013-06-25 | Executed
DC | Volusia | Dwight Flowers |  | Distribution |  | 5.4 | Solar | Residential | 1929 S Oldmill Drive | Deltona | FL | 32725 | Approved | NM-FL Net Metering | FL | 2008-02-28 | Connected | Photovoltaic |  | 4.59 | North Central |  | 2014-09-10 |  |  | Executed
DC | Wake | Dylex Partners LLC | 120/240 | Distribution | Qty 40 (250 Watt) REC PE 250BLK | 10 | Solar | Non-Residential | 210 Hampton Woods Ln | Raleigh | NC | 27607 | Approved | NC NM-Net Metering for Renewable Energy Facilities | PEC Carolinas | 2014-06-03 | Connected | Photovoltaic |  | 10 | Northern | Single | 2013-09-18 |  | 2013-09-18 | Executed
DC | Orange | Eileen Nunez | 120/240 | Distribution | Qty 24 (255Watt) REC 255W PE BLK & Qty 24 (285 Watt) SolarWorld SW285 | 12.96 | Solar | Residential | 204 Deer Ridge Dr | Chapel Hill | NC | 27516 | Pending | NM-NC Net Metering | Carolinas |  | Pending | Photovoltaic |  | 12.16 | Northern | Single | 2015-05-14 |  | 2015-05-14 | Open
DC | Orange | Eileen Nunez | 120/240 | Distribution | Total Qty 48 -Qty (24) (255 W) REC255PEBLK Qty 24 (285 W) Solarworld SW280 | 12.96 | Solar | Residential | 204 Deer Ridge Dr | Chapel Hill | NC | 27516 | Cancelled | NM-NC Net Metering | Carolinas |  | Cancelled | Photovoltaic |  | 12.16 | Northern | Single | 2015-03-31 |  | 2015-03-31 | Cancelled
DC | Cherokee | EJT Enterprises LLC | 12,470Y/7,200 | Distribution | QTY: 1296 JA Solar 310 | 401.76 | Solar | Non-Residential | 2601 Stewart Rd. | Andrews | NC | 28901 | Pending | PP-H NC - Hydroelectric Qualifying Facilities | Carolinas |  | Pending | Photovoltaic |  | 278.4 | Southern | 3-phase | 2014-06-04 |  | 2014-06-04 | Open
DC | Pinellas | E Lauterbach |  | Distribution |  | 2.4 | Solar | Residential | 109-1/2 11TH AVE | St Pete Beach | FL | 33706 | Approved | NM-FL Net Metering | FL | 2012-02-16 | Connected | Photovoltaic |  | 2.04 | South Coastal |  | 2014-09-10 |  |  | Executed
DC | Pinellas | Earl Bedford |  | Distribution |  | 9.8 | Solar | Residential | 1067 ASHLAND AVENUE | TARPON SPRINGS | FL | 34689 | Approved | NM-FL Net Metering | FL | 2013-06-17 | Connected | Photovoltaic |  | 8.33 | South Coastal |  | 2014-09-10 |  |  | Executed
DC | Pinellas | Earl Welch |  | Distribution |  | 5.4 | Solar | Residential | 6649 W ORLEANS LN | Dunedin | FL | 34433 | Approved | NM-FL Net Metering | FL | 2010-05-19 | Connected | Photovoltaic |  | 4.59 | North Coastal |  | 2014-09-10 |  |  | Executed
DC | LAKE | Earl Berry |  | Distribution |  | 4.75 | Solar | Residential | 34020 PARKVIEW AVE | EUSTIS | FL | 32736 | Approved | NM-FL Net Metering | FL | 2014-08-12 | Connected | Photovoltaic |  | 4.038 | North Central |  | 2014-09-10 |  |  | Executed
DC | Macon | Richard Jason | 120/240 | Distribution | Qty 15 (260 Watt) Suniva OPT260-60-41B0 Solar Panels | 3.9 | Solar | Residential | 4450 Mullberry RD | Otto | NC | 28763 | Approved | NM-NC Net Metering | Carolinas | 2013-10-02 | Connected | Photovoltaic |  | 3.6 | Southern | Single | 2013-08-15 | 2013-09-10 | 2013-08-15 | Executed
DC | Highlands | Earl Cheng |  | Distribution |  | 9.8 | Solar | Residential | 3854 ENCHANTED OAKS LN | SEBRING | FL | 33875 | Approved | NM-FL Net Metering | FL | 2013-02-06 | Connected | Photovoltaic |  | 8.33 | South Central |  | 2014-09-10 |  |  | Executed
DC | Wake | Elaine Manning | 120/240 |  | Yes! ES200W-RW 200 W PV Array | 3.2 | Solar | Residential | 515 Vick Avenue | Raleigh | NC | 27612 | Approved | NC CSP-Cogeneration and Small Power Producer-Sell All | PEC Carolinas | 2009-12-04 | Cancelled | Photovoltaic |  | 3 | Northern | Single | 2012-10-18 |  |  | Cancelled
DC | Clermont | Earl Seibert | 120/240 | Distribution | Eight 305-W Astronergy crystalline modules | 2.44 | Solar | Residential | 1560 Faul Ln | Milford | OH | 45150 | Approved | Rider NM - Net Metering Rider - OH | OH/KY | 2014-05-05 | Connected | Photovoltaic |  | 2.44 | South | Single | 2014-05-01 |  | 2014-05-01 | Executed
DC | Jefferson | Earl Swann | 120/240 | Distribution | Solar World 250 | 1.5 | Solar | Non-Residential | 107 N Jefferson St | Perry | FL | 32347 | Approved | NM-FL Net Metering | FL | 2014-09-25 | Connected | Photovoltaic |  | 1.27 | North Coastal | Single | 2014-09-26 |  | 2014-09-26 | Executed
AC | Montgomery | Element Markets LFG (Uwharrie Landfill) |  | Distribution |  | 6400 | Landfill Gas | Non-Residential | 500 Landfill Road | Troy | NC | 27371 | Approved | Negotiated (NC) | PEC Carolinas | 2014-12-01 | Under Construction | Other |  | 6400 | Unknown |  | 2014-10-21 |  |  | Open
DC | WARREN | ELENA PAGE | single |  | thirty 275-W solar panels | 8.25 | Solar | Residential | 5282 FARM RIDGE WY | MASON | OH | 45040 | Approved | Rider NM - Net Metering Rider - OH | OH/KY | 2010-08-06 | Connected | Photovoltaic |  | 8 | North | 120/240 |  |  |  | Executed
DC | Wayne | East Wayne Solar, LLC |  | Distribution |  | 2300 | Solar | Non-Residential | 111 True Vine Road | Goldsboro | NC | 27534 | Approved | NC CSP27-Cogeneration and Small Power Producer-Sell All | PEC Carolinas | 2014-03-26 | Connected | Photovoltaic |  | 1999 | Eastern | 3-phase | 2014-10-21 |  | 2012-11-29 | Executed
DC | Durham | Richard J. Harkrader | 120/240 | Distribution |  | 3 | Solar | Residential | 1320 Shepherd St | Durham | NC | 27707 | Approved | PP-N NC - Non-Hydroelectric Qualifying Facilities | Carolinas | 2010-11-30 | Connected | Photovoltaic | Harkrader PV Installation | 4 | Northern | Single | 2011-04-07 |  | 2010-08-25 | Executed
DC | Greenville | Richard H. Reece | 120/240 | Distribution |  | 6.72 | Solar | Residential | 201 Michaux Ct | Greenville | SC | 29605 | Approved | NM-SC Net Metering | Carolinas | 2010-11-10 | Connected | Photovoltaic |  | 6.72 | Southern | Single | 2011-04-07 |  | 2010-10-28 | Executed
DC | Wake | Easters Holdings, LLC |  | Distribution |  | 11 | Solar | Non-Residential | Unknown | Cary | NC | 27519 | Approved | Negotiated (NC) | PEC Carolinas | 2011-12-08 | Connected | Photovoltaic | Advanced Physical Therapy Assoc. | 8.8 | Unknown |  | 2014-10-21 |  | 2011-08-04 | Executed
DC | Chatham | Elisabeth Corley | 120/240 |  |  | 8 | Solar | Residential | 181 Manco Dairy Road | Pittsboro | NC | 27312 | Approved | NC CSP-Cogeneration and Small Power Producer-Sell All | PEC Carolinas | 2011-04-21 | Connected | Photovoltaic |  | 6.4 | Northern | Single | 2012-10-18 |  |  | Executed
DC | Scotland | Eastover Farm, LLC |  | Distribution |  | 5000 | Solar | Non-Residential | 11790 Johns Road | Laurinburg | NC | 28352 | Approved | NC CSP27-Cogeneration and Small Power Producer-Sell All | PEC Carolinas | 2014-08-25 | Connected | Photovoltaic |  | 4950 | Unknown |  | 2014-10-21 |  | 2012-11-29 | Executed
DC | Orange | Richard H. Bradford | 120/240 | Distribution | QTY 21 REC 255 Solar Panels | 5.36 | Solar | Residential | 215 N Occoneechee St. | Hillsborough | NC | 27278 | Approved | NM-NC Net Metering | Carolinas | 2015-03-24 | Connected | Photovoltaic |  | 5 | Northern | Single | 2015-02-24 | 2015-03-19 | 2015-02-24 | Executed
DC | Buncombe | Echoview Fiber Mill |  | Distribution |  | 62 | Solar | Non-Residential | 76 Jupiter Rd. | Weaverville | NC | 28787 | Approved | NC NM-Net Metering for Renewable Energy Facilities | PEC Carolinas | 2012-03-21 | Connected | Photovoltaic |  | 42 | Unknown |  | 2014-10-21 |  | 2012-02-03 | Executed
DC | Pinellas | Eckerd College Inc |  | Distribution |  | 50.76 | Solar | Non-Residential | 4200 54TH AVE S, BANKS 1 & 2 | ST. PETERSBURG | FL | 33711 | Approved | NM-FL Net Metering | FL | 2013-10-18 | Connected | Photovoltaic |  | 43.146 | South Coastal |  | 2014-09-10 |  |  | Executed
DC | Iredell | Sand Hole Solar, LLC | 13,800Y/7,960 | Transmission | Qty 107388 (310 Watt) Canadian Solar CS6X-310P Solar Panels | 33290.28 | Solar | Non-Residential | Sand Hole Road | Pinnacle | NC | 27043 | Cancelled | PP-N NC - Non-Hydroelectric Qualifying Facilities | Carolinas | 2015-04-16 | Cancelled | Photovoltaic |  | 22400 | Northern | 3-phase | 2015-01-12 |  | 2015-01-12 | Cancelled
DC | Terre Haute | Ed Anderson | 120/240 | Distribution | Twenty-seven 270W Suniva Optimus OPT270-60-4-1B0 solar panels | 7.29 | Solar | Residential | 1008 Harbour Point Rd | Terre Haute | IN | 47803 | Approved | Net Metering - Standard Contract Rider No. 57 | IN | 2014-08-21 | Connected | Photovoltaic |  | 6.75 | Southern | Single | 2014-08-13 |  | 2014-08-13 | Executed
DC | York | Richard E. White | 120/240 | Distribution | QTY: 51 Suniva OPT 250 | 12.75 | Solar | Residential | 2740 Island Cove Rd. | Fort Mill | SC | 29708 | Approved | NM-SC Net Metering | Carolinas | 2014-02-17 | Connected | Photovoltaic |  | 10.97 | Central | Single | 2013-12-26 | 2014-02-10 | 2013-12-26 | Executed
DC | Wake | Ed Ulm | 120/240 | Distribution | Qty 18 Shanghai Chaori 230 W Solar Panels | 4.14 | Solar | Residential | 1526 Old Bramble Ln | Fuquay-Varina | NC | 27526 | Approved | NC NM-Net Metering for Renewable Energy Facilities | PEC Carolinas | 2014-11-06 | Connected | Photovoltaic |  | 3.8 | Northern | Single | 2014-09-04 |  | 2014-09-04 | Executed
DC |  | Eddie J Sinkfield | 120/240 | Distribution | twenty-four 260-W Suniva OPT-260-60-4-1B0 solar panels | 6.24 | Solar | Residential | 10732 Chester Road | Cincinnati | OH | 45246 | Approved | Rider NM - Net Metering Rider - OH | OH/KY | 2014-07-28 | Connected | Photovoltaic |  | 6 | South | Single | 2014-06-12 |  | 2014-06-12 | Executed
DC | Pinellas | Edgar Urban | 120/240 | Distribution |  | 2.04 | Solar | Residential | 7102 121st Ter | Largo | FL | 33773 | Approved | NM-FL Net Metering | FL | 2014-12-16 | Connected | Photovoltaic |  | 1.74 | South Coastal | Single | 2015-05-01 |  | 2014-12-16 | Executed
DC | Mecklenburg | Elizabeth D Burns | 120/240 | Distribution |  | 4.7 | Solar | Non-Residential | 6914 Rocky Falls Rd | Charlotte | NC | 28211 | Cancelled | PP-N NC - Non-Hydroelectric Qualifying Facilities | PEC Carolinas | 2011-09-23 | Cancelled | Photovoltaic | Burns PV Installation | 4 | Northern | Single | 2011-08-26 |  | 2011-08-26 | Cancelled
DC | Pinellas | Edgar Aust |  | Distribution |  | 5 | Solar | Residential | 2751 WESTCHESTER DR S | Clearwater | FL | 33761 | Approved | NM-FL Net Metering | FL | 2009-04-21 | Connected | Photovoltaic |  | 4.25 | South Coastal |  | 2014-09-10 |  |  | Executed
DC | LAKE | Edith Michael |  | Distribution |  | 6.86 | Solar | Residential | 407 SILVER MAPLE RD, SOLAR PWR | GROVELAND | FL | 34736 | Approved | NM-FL Net Metering | FL | 2014-01-03 | Connected | Photovoltaic |  | 5.831 | South Central |  | 2014-09-10 |  |  | Executed
DC | Volusia | Edmund Lower |  | Distribution |  | 7.26 | Solar | Residential | 1620 LINCOLNSHIRE DR, SOLAR POWER | Deland | FL | 32724 | Approved | NM-FL Net Metering | FL | 2012-11-06 | Connected | Photovoltaic |  | 6.171 | North Central |  | 2014-09-10 |  |  | Executed
DC | LAKE | Edmund Meyer |  | Distribution |  | 7.2 | Solar | Residential | 151 BALMY COAST RD, SOLAR POWER | GROVELAND | FL | 34736 | Approved | NM-FL Net Metering | FL | 2013-12-13 | Connected | Photovoltaic |  | 6.12 | South Central |  | 2014-09-10 |  |  | Executed
DC | MONROE | ELIZABETH GWYNN | 120/240 |  | eight 235-W Sharp NU-U235F1 solar panels | 1.88 | Solar | Residential | 1314 LINCOLN ST S | BLOOMINGTON | IN | 47401 | Approved | Net Metering - Standard Contract Rider No. 57 | IN | 2010-06-10 | Connected | Photovoltaic |  | 1.88 | Soutwest | Single |  |  |  | Executed
DC | Durham | Elizabeth Mutran | 120/240 | Distribution |  | 4.6 | Solar | Residential | 8 Mine Bluff Court | Durham | NC | 27713 | Approved | PP-N NC - Non-Hydroelectric Qualifying Facilities | Carolinas | 2011-11-13 | Cancelled | Photovoltaic | Mutran PV Installation | 4 | Northern | Single | 2011-05-20 |  | 2011-05-20 | Cancelled
DC | HAMILTON | ELIZABETH L. FINNEY | single |  | twelve 175-W Suntech Black Label STP175S-24/Ab-1 solar panels | 2.1 | Solar | Residential | 2206 CLOUGH RIDGE DR | CINCINNATI | OH | 45230 | Approved | Rider NM - Net Metering Rider - OH | OH/KY | 2010-01-08 | Connected | Photovoltaic |  | 2.1 | Central | 120/240 |  |  |  | Executed
DC | Pinellas | Elizabeth Nestel | 120/240 | Distribution | Qty 10 Axitec AC-250w, solar panels | 2.5 | Solar | Residential | 9246 78th Pl | Seminole | FL | 33777 | Approved | NM-FL Net Metering | FL |  | Pending Meter Set | Photovoltaic |  | 2.125 | South Coastal | Single | 2015-06-08 |  | 2015-06-08 | Open
DC |  | Edward A Lewis | 120/240 | Distribution | 42 250W ET Black Module | 10.5 | Solar | Residential | 26 Glen Cove Drive | Arden | NC | 28704 | Approved | NC NM-Net Metering for Renewable Energy Facilities | PEC Carolinas | 2014-01-22 | Connected | Photovoltaic |  | 7.22 | Western | Single | 2013-09-24 |  | 2013-09-24 | Executed
DC | Orange | Richard E. Shaw | 120/240 | Distribution | Qty 14 REC-255W Solar Panels | 3.57 | Solar | Residential | 207 S. Cameron St. | Hillsborough | NC | 27278 | Approved | NM-NC Net Metering | Carolinas | 2015-04-21 | Connected | Photovoltaic |  | 3.57 | Northern | Single | 2015-02-10 | 2015-04-17 | 2015-02-10 | Executed
DC | Polk | Edward Robinson |  | Distribution |  | 4.9 | Solar | Residential | 1267 Libby Rd | Babson | FL | 33827 | Approved | NM-FL Net Metering | FL | 2008-06-30 | Connected | Photovoltaic |  | 4.165 | South Central |  | 2014-09-10 |  |  | Executed
DC |  | Elizabeth Solar, LLC |  | Distribution |  |  | Solar | Non-Residential | 3701 US Hwy. 70 E. Business | Smithfield | NC | 0 | Cancelled |  | PEC Carolinas |  | Cancelled | Photovoltaic |  | 4000 | Unknown | 3-phase | 2014-10-21 |  | 2013-04-08 | Cancelled
DC | Pinellas | Edward Bayer | 120/240 | Distribution | Qty 44 Canadian Solar 255w-solar panel | 11.22 | Solar | Residential | 3107 Bowfin Dr | Land O Lakes | FL | 34639 | Approved | NM-FL Net Metering | FL | 2015-03-20 | Connected | Photovoltaic |  | 9.537 | South Coastal | Single | 2015-03-18 |  | 2015-03-18 | Executed
DC | VIGO | ELIZABETH T ROBERTS | 120/240 |  | eight 224-W Sharp 224UC1 solar panels | 1.79 | Solar | Residential | 26 LAWRIN BLVD W | TERRE HAUTE | IN | 47803 | Approved | Net Metering - Standard Contract Rider No. 57 | IN | 2009-12-04 | Connected | Photovoltaic |  | 1.792 | Soutwest | Single |  |  |  | Executed
DC | Mecklenburg | Richard Chenail | 120/240 | Distribution | Qty 280 12.5W Dow PowerHouse Solar shingles | 3.5 | Solar | Residential | 9924 Colvard Cir | Charlotte | NC | 28269 | Approved | NM-NC Net Metering | Carolinas | 2015-06-03 | Connected | Photovoltaic |  | 3 | Central | Single | 2015-04-21 | 2015-05-14 | 2015-04-21 | Executed
DC | Seminole | Edward Abt |  | Distribution |  | 4.92 | Solar | Residential | 110 CEDAR POINT LN | Longwood | FL | 32779 | Approved | NM-FL Net Metering | FL | 2011-05-25 | Connected | Photovoltaic |  | 4.182 | North Central |  | 2014-09-10 |  |  | Executed
DC | Stokes | Richard and Shere Brown | 120/240 | Distribution | QTY 18 250W Mage Solar | 4.5 | Solar | Residential | 1423 Old Winston Rd | Pinnacle | NC | 27043 | Approved | NM-NC Net Metering | Carolinas | 2014-05-08 | Connected | Photovoltaic |  | 4.5 | Northern | Single | 2014-04-11 | 2014-05-07 | 2014-04-11 | Executed
DC | Hamilton | Edward Chorey | 120/240 | Distribution | thirty-two 285-W Silevo Triex U285 SleekBlack solar panels | 9.12 | Solar | Residential | 1274 Blacksmith Cir | Batavia | OH | 45103 | Approved | Rider NM - Net Metering Rider - OH | OH/KY | 2014-10-20 | Connected | Photovoltaic |  | 7.6 | Central | 3-phase | 2014-10-13 |  | 2014-10-13 | Executed
DC |  | Edward E. Lee | 120/240 | Distribution | Two (185 Watt) Westinghouse Solar Panels | 0.37 | Solar | Residential | 6541 Lewis Road | Loveland | OH | 45140 | Approved | Rider NM - Net Metering Rider - OH | OH/KY | 2012-04-09 | Connected | Photovoltaic |  | 1.85 | South | Single | 2012-03-30 |  | 2012-03-30 | Executed
DC | Iredelle | Richard and April May | 120/240 | Distribution | Qty 12 Green Treiplex PM250MOO | 3 | Solar | Residential | 138 Cole Dr | Mooresville | NC | 28115 | Approved | NM-NC Net Metering | Carolinas | 2014-01-16 | Connected | Photovoltaic |  | 2.58 | Central | Single | 2013-10-23 | 2014-01-13 | 2013-10-23 | Executed
DC | Vance | Ellington Solar I LLC |  | Distribution | Qty 20,900 Canadian Solar CS6XP-310P | 6479 | Solar | Non-Residential | 1487 Warrenton Rd | Henderson | NC | 27536 | Pending |  | PEC Carolinas |  | Pending | Photovoltaic |  | 5000 | Unknown | 3-phase | 2015-01-20 |  | 2015-01-20 | Open
DC | Vance | Ellington Solar II LLC |  | Distribution | Qty 20,900 Canadian Solar CS6XP-310P | 6479 | Solar | Non-Residential | 1314 Warrenton Rd | Henderson | NC | 27536 | Pending |  | PEC Carolinas |  | Pending | Photovoltaic |  | 5000 | Unknown | 3-phase | 2015-01-19 |  | 2015-01-19 | Open
DC | Pinellas | Edward G. Vandeymark | 120/240 | Distribution | Qty 5 Q.Pro-G3/250w solar panels | 1.25 | Solar | Residential | 4122 36th Ave N. | St Petersburg | FL | 33713 | Approved | NM-FL Net Metering | FL | 2015-03-17 | Connected | Photovoltaic |  | 1.06 | South Coastal | Single | 2015-03-09 |  | 2015-03-09 | Executed
DC |  | Edward Garrett | 120/240 | Distribution | twelve Suniva 250 W solar modules | 3 | Solar | Residential | 7005 Hieb Ln | Hamilton | OH | 45011 | Approved | Rider NM - Net Metering Rider - OH | OH/KY | 2012-11-06 | Connected | Photovoltaic |  | 2.58 | North | Single | 2012-10-31 |  | 2012-10-31 | Executed
DC | Lee | Elm Solar, LLC |  | Distribution |  |  | Solar | Non-Residential | Unknown | Sanford | NC | 27330 | Approved |  | PEC Carolinas |  | Pending | Photovoltaic |  | 5000 | Unknown |  | 2014-10-21 |  | 2014-06-12 | Open
DC | Durham | Elmwood Solar, LLC |  | Distribution | Qty 13068 (285 Watt) Trina TSM-285 PA14 Solar Panels | 3724.38 | Solar | Non-Residential | 7536 Old Oxford Hwy | Bahama | NC | 27503 | Cancelled | PP-N NC - Non-Hydroelectric Qualifying Facilities | Carolinas |  | Cancelled | Photovoltaic |  | 3000 | Northern | 3-phase | 2012-12-04 |  | 2012-12-04 | Cancelled
DC | Lake | Edward H Barnhill | 120/240 | Distribution | SR-14-0133B | 10 | Solar | Residential | 3743 Sanibel St | Clermont | FL | 34711 | Approved | NM-FL Net Metering | FL | 2014-09-05 | Connected | Photovoltaic |  | 8.5 | South Central | Single | 2014-09-28 |  | 2014-09-28 | Executed
DC |  | Elroy Farm, LLC |  | Distribution |  |  | Solar | Non-Residential | Unknown | Goldsboro | NC | 0 | Cancelled |  | PEC Carolinas |  | Cancelled | Photovoltaic |  | 5000 | Unknown |  | 2014-10-21 |  | 2013-03-28 | Cancelled
DC | Pinellas | Edward Covel |  | Distribution |  | 5.06 | Solar | Residential | 14475 APACHE AVE | LARGO | FL | 33774 | Approved | NM-FL Net Metering | FL | 2012-05-02 | Connected | Photovoltaic |  | 4.301 | South Coastal |  | 2014-09-10 |  |  | Executed
DC | Seminole | Elvis Mejia | 120/240 | Distribution | Qty 12 SunModule Plus 280watts, Solar Panels | 3.36 | Solar | Residential | 378 Imperial Dr | Casselberry | FL | 32707 | Approved | NM-FL Net Metering | FL |  | Pending Meter Set | Photovoltaic |  | 2.856 | North Central | Single | 2015-06-10 |  | 2015-06-10 | Open
DC | Cleveland | Emerald Solar Center, LLC |  | Distribution | (300 Watt) Yingli YL300P-35b Solar Panels | 4999 | Solar | Non-Residential | 2224 S Lafayette St | Shelby | NC | 28152 | Cancelled | PP-N NC - Non-Hydroelectric Qualifying Facilities | Carolinas |  | Cancelled | Photovoltaic |  | 5000 | Central | 3-phase | 2013-07-17 |  | 2013-07-17 | Cancelled
DC | Buncombe | Emerick Energy, LLC | 120/240 |  |  | 9.7 | Solar | Non-Residential | 502 Webb Creek Road | Fairview | NC | 28730 | Approved | NC CSP-Cogeneration and Small Power Producer-Sell All | PEC Carolinas | 2010-12-16 | Connected | Photovoltaic |  | 7.76 | Western | Single | 2012-10-18 |  |  | Executed
DC | Forsyth | Emily C Etzel | 120/240 | Distribution | Qty 20 Suniva 270W Solar Panels | 5.4 | Solar | Residential | 3353 York Rd | Winston Salem | NC | 27106 | Pending | NM-NC Net Metering | Carolinas |  | Pending | Photovoltaic |  | 4.8 | Northern | Single | 2015-05-19 |  | 2015-05-19 | Open
DC | Highlands | Edward Cunningham |  | Distribution |  | 2.29 | Solar | Residential | 1055 JONQUIL ST | LAKE PLACID | FL | 33852 | Approved | NM-FL Net Metering | FL | 2009-02-12 | Connected | Photovoltaic |  | 1.947 | South Central |  | 2014-09-10 |  |  | Executed
DC | Guilford | Emily Energy, LLC-NM | 12,470Y/7,200 | Distribution | 26040 Jinko JKM 235P Solar Modules | 6119.4 | Solar | Non-Residential | 5135 Liberty Rd | Greensboro | NC | 27406 | Cancelled | PP-N NC - Non-Hydroelectric Qualifying Facilities | Carolinas |  | Cancelled | Photovoltaic |  | 5000 | Northern | 3-phase | 2012-05-01 |  | 2012-05-01 | Cancelled
DC | Lake | Edward J Freeman | 120/240 | Distribution |  | 6.16 | Solar | Residential | 375 SILVER MAPLE RD, SOLAR PWR | Groveland | FL | 34736 | Approved | NM-FL Net Metering | FL | 2014-12-11 | Connected | Photovoltaic |  | 5.236 | South Central | Single | 2015-01-29 |  | 2015-05-01 | Executed
DC | Seminole | Edward Riordan |  | Distribution |  | 3.24 | Solar | Residential | 1793 SENECA BLVD | Winter Springs | FL | 32708 | Approved | NM-FL Net Metering | FL | 2009-12-30 | Connected | Photovoltaic |  | 2.754 | North Central |  | 2014-09-10 |  |  | Executed
DC | Buncombe | Edward J Schwartzman | 120/240 | Distribution | Qty 14 Kyocera KD 250 W | 3.5 | Solar | Residential | 37 McDade St | Asheville | NC | 28806 | Approved | NC NM-Net Metering for Renewable Energy Facilities | PEC Carolinas | 2014-08-29 | Connected | Photovoltaic |  | 3 | Western | Single | 2014-04-22 |  | 2014-04-22 | Executed
DC | Pasco | Edward Krufka |  | Distribution |  | 4.95 | Solar | Residential | 2642 Cabot Rd | Land O Lakes | FL | 34639 | Approved | NM-FL Net Metering | FL | 2008-09-24 | Connected | Photovoltaic |  | 4.208 | South Coastal |  | 2014-09-10 |  |  | Executed
DC | Marion | Edward Smith |  | Distribution |  | 4.14 | Solar | Residential | 9639 SW 90TH ST | Ocala | FL | 34481 | Approved | NM-FL Net Metering | FL | 2009-10-26 | Connected | Photovoltaic |  | 3.519 | North Coastal |  | 2014-09-10 |  |  | Executed
DC | Randolph | Richard A. Morris | 120/240 | Distribution |  | 3.45 | Solar | Residential | 7853 Adams Farm Rd | Randleman | NC | 27317 | Approved | SCG-NC Small Customer Generator Rider | Carolinas | 2010-07-28 | Connected | Photovoltaic |  | 2.3 | Northern | Single | 2011-04-07 |  | 2010-07-16 | Executed
DC | Nash | E-Nash St Pv1 - Ecoplexus Inc. |  | Distribution |  |  | Solar | Non-Residential | Unknown | Spring Hope | NC | 27882 | Approved |  | PEC Carolinas |  | Pending | Photovoltaic |  | 19990 | Unknown |  | 2014-10-21 |  | 2013-05-06 | Open
DC | Volusia | Edward Supinski |  | Distribution |  | 5.06 | Solar | Residential | 934 CASCADES PARK TRL | Deland | FL | 32720 | Approved | NM-FL Net Metering | FL | 2010-10-07 | Connected | Photovoltaic |  | 4.301 | North Central |  | 2014-09-10 |  |  | Executed
DC |  | Enerfab | 120/240 | Distribution | Qty 52 (250 Watt) Canadian Solar CS6P-250P | 13 | Solar | Non-Residential | 11861 Mosteller Rd. | Cincinnati | OH | 45241 | Approved | Rider NM - Net Metering Rider - OH | OH/KY | 2013-07-25 | Pending Meter Set | Photovoltaic |  | 10 | Central | 3-phase | 2013-05-03 |  | 2013-05-03 | Open
DC | Pinellas | Edward Mills |  | Distribution |  | 5.17 | Solar | Residential | 2078 RIDGECREST DR | DUNEDIN | FL | 34698 | Approved | NM-FL Net Metering | FL | 2010-08-12 | Connected | Photovoltaic |  | 4.395 | South Coastal |  | 2014-09-10 |  |  | Executed
DC | Yancey | EnergyXchange, Inc. | 120/240 |  |  | 6.25 | Solar | Non-Residential | 66 EnergyXchange Dr. | Burnsville | NC | 28714 | Approved | NC CSP-Cogeneration and Small Power Producer-Sell All | PEC Carolinas | 2010-01-29 | Connected | Photovoltaic |  | 5 | Western | Single | 2012-10-18 |  |  | Executed
DC | Yancey | EnergyXchange, Inc. |  |  |  | 2.5 | Solar | Non-Residential | 66 EnergyXchange Dr. | Burnsville | NC | 28714 | Approved | NC NM-Net Metering for Renewable Energy Facilities | PEC Carolinas | 2008-06-27 | Connected | Photovoltaic |  | 2 | Northern |  | 2012-10-18 |  |  | Executed
DC | Pinellas | Edward O. Puckelwartz | 120/240 | Distribution | Qty 19 SW250W-Solar Panels | 4.8 | Solar | Residential | 4541 2nd Ave S. | St Petersburg | FL | 33711 | Approved | NM-FL Net Metering | FL | 2015-02-23 | Connected | Photovoltaic |  | 4.04 | South Coastal | Single | 2015-02-16 |  | 2015-02-16 | Executed
DC | Polk | Edward Barnets |  | Distribution |  | 5.1 | Solar | Residential | 330 ALLISON AVE | Davenport | FL | 33897 | Approved | NM-FL Net Metering | FL | 2009-11-20 | Connected | Photovoltaic |  | 4.335 | South Central |  | 2014-09-10 |  |  | Executed
DC | Rowan | Toprak, LLC |  | Transmission | Qty 99750 REC 310W PE Solar Panels | 30922.5 | Solar | Non-Residential | Crawford Rd | Mocksville | NC | 27028 | Pending | PP-N NC - Non-Hydroelectric Qualifying Facilities | Carolinas |  | Pending | Photovoltaic |  | 20800 | Central | 3-phase | 2014-11-19 |  | 2014-11-19 | Open
DC | Pinellas | Edward P. Rose | 120/240 | Distribution | Qty 4 Pro-G3/250W Solar Panels | 1 | Solar | Residential | 6360 26th Ave N | St Petersburg | FL | 33710 | Approved | NM-FL Net Metering | FL | 2015-03-23 | Connected | Photovoltaic |  | 0.85 | South Coastal | Single | 2015-03-20 |  | 2015-03-20 | Executed
DC | Forsyth | Richard A Wyatt | 120/240 | Distribution | Qty 10 LG Mono 260W Solar Panels | 2.6 | Solar | Residential | 1825 Embark Dr | Kernersville | NC | 27284 | Approved | NM-NC Net Metering | Carolinas | 2014-08-06 | Connected | Photovoltaic |  | 3.377 | Northern | Single | 2014-07-23 | 2014-08-04 | 2014-07-23 | Executed
DC | Wake | Eric & Mary Christofferson |  |  |  | 10.63 | Solar | Non-Residential | 101 South Main Street | Fuquay-Varina | NC | 27526 | Approved | NC CSP-Cogeneration and Small Power Producer-Sell All | PEC Carolinas | 2009-10-15 | Connected | Photovoltaic |  | 8.5 | Northern |  | 2012-10-18 |  |  | Executed
DC | Buncombe | Edward Raleigh | 120/240 | Distribution | SolarWorld sw260 mono | 3.5 | Solar | Residential | 73 Swannanoa Ave | Asheville | NC | 28806 | Approved | NC NM-Net Metering for Renewable Energy Facilities | PEC Carolinas | 2014-01-14 | Connected | Photovoltaic |  | 3.5 | Western | Single | 2013-10-22 |  | 2013-10-22 | Executed
DC | Mecklenburg | Rhythm In Effect INC | 120/240 | Distribution | QTY 36 SunPower X21-345 X-Series Solar Panels | 12.42 | Solar | Non-Residential | 102 Parr Dr | Huntersville | NC | 28078 | Approved | NM-NC Net Metering | Carolinas | 2015-06-04 | Connected | Photovoltaic |  | 9 | Central | Single | 2014-11-11 | 2015-06-02 | 2014-11-11 | Executed
DC | Pinellas | Edward W Ondek | 120/240 | Distribution | Phono Solar | 1 | Solar | Residential | 1092 BRITTON ST | Largo | FL | 33770 | Approved | NM-FL Net Metering | FL | 2014-12-09 | Connected | Photovoltaic |  | 0.85 | South Coastal | Single | 2014-12-10 |  | 2014-12-10 | Executed
DC | Henderson | Rhodeena Gonzalez | 120/240 | Distribution | Qty 16 Sunpower E327 | 5.23 | Solar | Residential | 12 Coy Evie Ln | Hendersonville | NC | 28739 | Approved | NM-NC Net Metering | Carolinas | 2014-04-22 | Connected | Photovoltaic |  | 3.8 | Central | Single | 2013-10-31 | 2014-01-10 | 2013-10-31 | Executed
DC | Buncombe | Edward Zawaki | 120/240 | Distribution |  | 3.6 | Solar | Residential | 28 Clear Vista Dr | Asheville | NC | 28805 | Approved | NC NM-Net Metering for Renewable Energy Facilities | PEC Carolinas | 2014-05-07 | Connected | Photovoltaic |  | 3.597 | Western | Single | 2014-03-18 |  | 2014-03-18 | Executed
DC | Orange | Rhett M Miller | 120/240 | Distribution | qty 18 Sunpower 327W solar panels | 5.89 | Solar | Residential | 239 Stable Rd | Carrboro | NC | 27510 | Approved | NM-NC Net Metering | Carolinas | 2015-04-21 | Connected | Photovoltaic |  | 5 | Northern | Single | 2015-02-02 | 2015-04-20 | 2015-02-02 | Executed
DC | Forsyth | Reynolda Green House | 120/240 | Distribution |  | 2.25 | Solar | Non-Residential | 100 Reynolda Vlg | Winston Salem | NC | 27106 | Approved | NM-NC Net Metering | Carolinas | 2013-02-28 | Connected | Photovoltaic |  | 1.94 | Northern | Single | 2013-01-24 | 2013-02-21 | 2013-01-24 | Executed
DC | Volusia | Edwood Scholz |  | Distribution |  | 5.28 | Solar | Residential | 150 BRASSINGTON DR | DEBARY | FL | 32713 | Approved | NM-FL Net Metering | FL | 2012-08-16 | Connected | Photovoltaic |  | 4.488 | North Central |  | 2014-09-10 |  |  | Executed
DC | Mecklenburg | Revonda E. Nance | 120/240 | Distribution | 20 327w Sunpower E20-327 panels | 6.54 | Solar | Residential | 1102 N Jackson St | Salisbury | NC | 28144 | Approved | NM-NC Net Metering | Carolinas | 2015-03-25 | Connected | Photovoltaic |  | 6 | Central | Single | 2015-01-07 | 2015-02-23 | 2015-01-07 | Executed
DC | Mecklenburg | Renee L Rallos | 120/240 | Distribution | QTY 12 Sunmodule 250 Modules | 3 | Solar | Residential | 3113 Mallard Forest Dr | Charlotte | NC | 28269 | Approved | NM-NC Net Metering | Carolinas | 2014-11-14 | Connected | Photovoltaic |  | 3 | Central | Single | 2014-09-15 | 2014-11-13 | 2014-09-15 | Executed
DC | Wake | Effect Energy, Inc. |  | Distribution |  | 5 | Solar | Non-Residential | 145 Hwy 70 East | Garner | NC | 27529 | Approved | NC NM-Net Metering for Renewable Energy Facilities | PEC Carolinas | 2011-12-21 | Connected | Photovoltaic |  | 4 | Northern | 3-phase | 2012-10-18 |  |  | Executed
DC | Highlands | Elaine Becker |  | Distribution |  | 5.04 | Solar | Residential | 4324 RACHAEL DR | Sebring | FL | 33872 | Approved | NM-FL Net Metering | FL | 2009-09-18 | Connected | Photovoltaic |  | 4.284 | South Central |  | 2014-09-10 |  |  | Executed
DC | Seminole | Elaine Huffman |  | Distribution |  | 5.06 | Solar | Residential | 801 TOLEDO DR | Altamonte Springs | FL | 32714 | Approved | NM-FL Net Metering | FL | 2009-12-30 | Connected | Photovoltaic |  | 4.301 | North Central |  | 2014-09-10 |  |  | Executed
DC | Henderson | Renae M Brooks | 120/240 | Distribution |  | 3.83 | Solar | Residential | 86 Sequoyah Trail Rd | Hendersonville | NC | 28792 | Approved | NM-NC Net Metering | Carolinas | 2011-12-02 | Connected | Photovoltaic |  | 2.5 | Southern | Single | 2011-10-26 |  | 2011-10-26 | Executed
DC | Buncombe | Erik Bendix | 120/240 | Distribution | Qty 25: 275 W SolarWorld Solar Panels | 6.88 | Solar | Residential | 232 Bull Creek Rd | Asheville | NC | 28805 | Pending | NM-NC Net Metering | PEC Carolinas |  | Pending | Photovoltaic |  | 6.88 | Western | Single | 2014-10-23 |  | 2014-10-23 | Open
DC | Lake | Elaine Lengyel | 120/240 | Distribution |  | 8.25 | Solar | Residential | 119 SALT MARSH LN, SOLAR POWER | Groveland | FL | 34736 | Approved | NM-FL Net Metering | FL | 2015-01-09 | Connected | Photovoltaic |  | 7.01 | South Central | Single | 2015-01-12 |  | 2015-01-12 | Executed
DC | Orange | Reid M Lerner | 120/240 | Distribution | (27) Aleo 260W | 7.02 | Solar | Residential | 121 Mulligan Dr | Chapel Hill | NC | 27517 | Approved | NM-NC Net Metering | Carolinas | 2013-10-27 | Connected | Photovoltaic |  | 7 | Northern | Single | 2013-08-14 | 2013-10-16 | 2013-08-14 | Executed
DC | Wake | Elaine Manning | 120/240 | Distribution | Yes! ES200W-RW 200 W PV Array | 3.2 | Solar | Residential | 515 Vick Avenue | Raleigh | NC | 27612 | Approved | NC NM-Net Metering for Renewable Energy Facilities | PEC Carolinas | 2015-04-22 | Connected | Photovoltaic |  | 3 | Northern | Single | 2014-12-19 |  | 2014-12-19 | Executed
DC | Guilford | Erik Kimelman | 120/240 | Distribution | Qty 27 (185 Watt) Lumos LS 185-72M | 5 | Solar | Residential | 221 Mistletoe Dr | Greensboro | NC | 27403 | On Hold | NM-NC Net Metering | Carolinas |  | Pending | Photovoltaic |  | 4.995 | Northern | Single | 2013-10-02 | 2014-04-28 | 2013-10-02 | Open
DC | Guilford | Erik Kimelman | 120/240 | Distribution |  | 4.99 | Solar | Residential | 221 Mistletoe Dr | Greensboro | NC | 27403 | Cancelled | PP-N NC - Non-Hydroelectric Qualifying Facilities | Carolinas | 2011-04-11 | Superseded | Photovoltaic | Kimelman PV Installation | 5 | Northern | Single | 2011-04-07 |  | 2011-02-15 | Cancelled
DC | PINELLAS | Eleanor Pigman |  | Distribution |  | 5 | Solar | Residential | 3221-1/2 10TH ST N | ST PETERSBURG | FL | 33704 | Approved | NM-FL Net Metering | FL | 2013-10-28 | Connected | Photovoltaic |  | 4.25 | South Coastal |  | 2014-09-10 |  |  | Executed
DC | Pinellas | Eleanor Pigman |  | Distribution |  | 7.14 | Solar | Residential | 3221-1/2 10TH ST N | ST PETERSBURG | FL | 33704 | Approved | NM-FL Net Metering | FL | 2013-01-24 | Connected | Photovoltaic |  | 6.069 | South Coastal |  | 2014-09-10 |  |  | Executed
DC | Pinellas | Elena Wiener | 120/240 | Distribution | Qty 71 (275 Watt) SolarWorld Plus 275W | 19.53 | Solar | Non-Residential | 1990 Abbey Lake Rd | New Home Clearwater | FL | 33759 | Approved | NM-FL Net Metering | FL | 2015-05-08 | Connected | Photovoltaic |  | 16.596 | South Coastal | Single | 2015-04-15 |  | 2015-04-15 | Executed
DC | Guilford County | Erin Solar, LLC |  | Distribution | 10416 (235 Watt) Jinko JKM235P Solar Panels | 2447.76 | Solar | Non-Residential | 6730 Kearney Rd | Pleasant Garden | NC | 27313 | Cancelled | PP-N NC - Non-Hydroelectric Qualifying Facilities | Carolinas |  | Cancelled | Photovoltaic |  | 2000 | Northern | 3-phase | 2012-04-16 |  | 2012-04-16 | Cancelled
DC | Cabarrus | Erin Stilwell | 120/240 | Distribution | Qty 16 SW 270W Solar Panels | 4.32 | Solar | Residential | 11606 Terrill Ridge Dr | Davidson | NC | 28036 | Pending | NM-NC Net Metering | Carolinas |  | Pending | Photovoltaic |  | 4 | Central | Single | 2015-06-15 |  | 2015-06-15 | Open
DC | Volusia | Eleni Edsall | 120/240 | Distribution | Qty 18 Sunpower 327W Solar Panels | 5.89 | Solar | Residential | 420 N Sans Souci Ave | Deland | FL | 32720 | Approved | NM-FL Net Metering | FL | 2015-04-15 | Connected | Photovoltaic |  | 5.003 | North Central | Single | 2015-04-09 |  | 2015-04-09 | Executed
DC | ORANGE | Eleonora Rembis |  | Distribution |  | 10 | Solar | Residential | 5501 PALM LAKE CIR | ORLANDO | FL | 32819 | Approved | NM-FL Net Metering | FL | 2014-04-03 | Connected | Photovoltaic |  | 8.5 | South Central |  | 2014-09-10 |  |  | Executed
DC |  | Eli Cianciolo | 120/240 | Distribution | twenty-nine 270-W Suniva Optimus OPT270-60-4-1B0 solar panels | 7.83 | Solar | Residential | 4010 Taylor | Cincinnati | OH | 45209 | Approved | Rider NM - Net Metering Rider - OH | OH/KY | 2014-10-08 | Connected | Photovoltaic |  | 7.25 | Central | Single | 2014-09-11 |  | 2014-09-11 | Executed
DC | Wake | Ernest E. McConnell | 120/240 | Distribution |  | 2.82 | Solar | Residential | 3028 Ethan Ln | Raleigh | NC | 27613 | Cancelled | PP-N NC - Non-Hydroelectric Qualifying Facilities | Carolinas |  | Cancelled | Photovoltaic |  | 2.82 | Northern | Single | 2011-04-07 |  | 2010-06-01 | Cancelled
DC | Polk | Elisabeth Richard | 120/240 | Distribution | Qty 20 SW 270mono solar panels | 5.4 | Solar | Residential | 5524 Lakeside Dr | Lake Wales | FL | 33898 | Approved | NM-FL Net Metering | FL | 2015-04-07 | Connected | Photovoltaic |  | 4.59 | South Central | Single | 2015-03-18 |  | 2015-03-18 | Executed
DC | Buncombe | Ernest Harwig | 120/240 | Distribution | Qty 35 OPT 260-60-4-1BO | 9.1 | Solar | Residential | 57 Cedar Summit Rd | Asheville | NC | 28803 | Cancelled | NC NM-Net Metering for Renewable Energy Facilities | PEC Carolinas |  | Cancelled | Photovoltaic |  | 7.007 | Western | Single | 2014-07-14 |  | 2014-07-14 | Cancelled
DC | Monroe | Elisha Spier | 120/240 | Distribution | thirty-three 260-W ET-P660260WW solar panels | 8.58 | Solar | Residential | 2110 Covenanter Drive E | Bloomington | IN | 47401 | Approved | Net Metering - Standard Contract Rider No. 57 | IN | 2015-06-11 | Connected | Photovoltaic |  | 7.854 | Southern | Single | 2015-03-31 |  | 2015-03-31 | Executed
DC | Orange | Reed Palmer | 120/240 | Distribution |  | 5 | Solar | Residential | 408 Broad St | Carrboro | NC | 27510 | Approved | NM-NC Net Metering | Carolinas | 2014-07-22 | Connected | Photovoltaic |  | 3.85 | Northern | Single | 2014-07-01 | 2014-07-21 | 2014-07-01 | Executed
DC | Orange | Errol Dick | 120/240 | Distribution | Qty 5 Q.Pro-G3/250watts, solar panels | 1.25 | Solar | Residential | 6901 Blair Dr | Orlando | FL | 32818 | Pending | NM-FL Net Metering | FL |  | Pending | Photovoltaic |  | 1.06 | South Central | Single | 2015-06-12 |  | 2015-06-12 | Open
DC | SEMINOLE | Elizabeth Felter |  | Distribution |  | 10.34 | Solar | Residential | 815 WAKEFIELD DR | Altamonte Springs | FL | 32701 | Approved | NM-FL Net Metering | FL | 2014-02-07 | Connected | Photovoltaic |  | 8.785 | North Central |  | 2014-09-10 |  |  | Executed
DC | Pinellas | Elizabeth Mccormick |  | Distribution |  | 3.5 | Solar | Residential | 2144 BONITA WAY S | ST. PETERSBURG | FL | 33712 | Approved | NM-FL Net Metering | FL | 2014-04-02 | Connected | Photovoltaic |  | 2.975 | South Coastal |  | 2014-09-10 |  |  | Executed
DC | Lake | Elizabeth Tamayo |  | Distribution |  | 10 | Solar | Residential | 14536 WISHING WIND WAY | CLERMONT | FL | 34711 | Approved | NM-FL Net Metering | FL | 2012-02-23 | Connected | Photovoltaic |  | 8.5 | South Central |  | 2014-09-10 |  |  | Executed
DC |  | ESA - Time Warner Solar, LLC |  | Distribution |  |  | Solar | Non-Residential | 3801 Rock Quarry Road | Raleigh | NC | 27610 | Cancelled |  | PEC Carolinas |  | Cancelled | Photovoltaic |  | 125 | Unknown |  | 2014-10-21 |  | 2012-02-03 | Cancelled
DC | Johnston | ESA Benson Solar NC, LLC |  | Distribution | Renesola 255Wp, Qty- 25,512 | 25 | Solar | Non-Residential | Unknown | Benson | NC | 27504 | Approved |  | PEC Carolinas |  | Pending | Photovoltaic |  | 5000 | Northern |  | 2014-10-21 |  | 2013-12-19 | Open
DC | Harnett | ESA Erwin NC LLC |  | Distribution | Qty 8,256 Renesola JC255-24/Bb | 2105.28 | Solar | Non-Residential | 4958 NC 55 East | Erwin | NC | 28339 | Pending |  | PEC Carolinas |  | Pending | Photovoltaic |  | 2000 | Unknown | 3-phase | 2015-02-03 |  | 2015-02-03 | Open
DC | Johnston | ESA Four Oaks NC I, LLC |  | Distribution |  |  | Solar | Non-Residential | 1141 Keen Road | Four Oaks | NC | 27524 | Approved | NC CSP29-Cogeneration and Small Power Producer-Sell All | PEC Carolinas | 2015-10-30 | Pending IA | Photovoltaic |  | 5000 | Unknown |  | 2014-10-21 |  | 2014-04-03 | Open
DC |  | ESA Four Oaks NC1, LLC |  | Distribution |  |  | Solar | Non-Residential | Unknown | Four Oaks | NC | 0 | Cancelled |  | PEC Carolinas |  | Cancelled | Photovoltaic |  | 1600 | Unknown |  | 2014-10-21 |  | 2013-02-28 | Cancelled
DC | wayne | ESA Goldsboro NC LLC |  | Distribution | Qty 9180 305W Rensola Solar Panels | 2799.9 | Solar | Non-Residential | 4050 N US 13 Highway | Goldsboro | NC | 27530 | Pending |  | PEC Carolinas |  | Pending | Photovoltaic |  | 2000 | Unknown | 3-phase | 2015-02-25 |  | 2015-02-25 | Open
DC | Wayne | ESA Goldsboro NC Phase 2, LLC |  | Distribution | Qty 9,180 (305 Watt) ReneSola JC305M-24/Ab | 2799.9 | Solar | Non-Residential | 4050 N US 13 Highway | Goldsboro | NC | 27530 | On Hold | NC CSP29-Cogeneration and Small Power Producer-Sell All | PEC Carolinas |  | Pending | Photovoltaic |  | 2000 | Eastern | 3-phase | 2015-03-13 |  | 2015-03-13 | Open
DC | Richmond | ESA Hamlet NC LLC |  | Distribution | Qty 25,512 Renesola Virtus II 255Wp | 6505.56 | Solar | Non-Residential | Batton Road | Hamlet | NC | 28345 | Pending |  | PEC Carolinas |  | Pending | Photovoltaic |  | 5010 | Unknown | 3-phase | 2014-12-29 |  | 2014-12-29 | Open
| Vance | ESA Henderson 2, LLC |  | Distribution |  |  | Solar | Non-Residential | 611 Bearpond Rd. | Henderson | NC | 27535 | On Hold |  | PEC Carolinas |  | Pending | Photovoltaic |  | 1998 | Northern |  | 2015-02-19 |  | 2015-02-19 | Open
DC | Vance | ESA Henderson NC, LLC |  | Distribution | Qty 10,830 305W & 10,944 300W Trina Panels | 6586.35 | Solar | Non-Residential | 611 Bearpond Road | Henderson | NC | 27535 | Pending |  | PEC Carolinas |  | Pending | Photovoltaic |  | 4800 | Unknown | 3-phase | 2015-01-06 |  | 2015-01-06 | Open
DC |  | ESA Henderson NC, LLC |  | Distribution |  |  | Solar | Non-Residential | 611 Bearpond Road | Henderson | NC | 27535 | Cancelled |  | PEC Carolinas |  | Cancelled | Photovoltaic |  | 10000 | Unknown |  | 2014-10-21 |  | 2014-04-16 | Cancelled
DC | Lenoir | ESA Kinston NC, LLC |  | Distribution | Qty 9180 (305 Watt) ReneSola JC305M-24/Ab Solar Panels | 2800 | Solar | Non-Residential | 1000 Cunningham Road | Kinston | NC | 28501 | Pending | NC CSP29-Cogeneration and Small Power Producer-Sell All | PEC Carolinas |  | Pending | Photovoltaic |  | 2000 | Eastern | 3-phase | 2015-03-11 |  | 2015-03-11 | Open
DC | Pinellas | Elizabeth Anne Cruz | 120/240 | Distribution | Qty 10 Q.Pro-G3/250watts, Solar Panels | 2.5 | Solar | Residential | 1701 65th St N. | St Petersburg | FL | 33710 | Approved | NM-FL Net Metering | FL | 2015-05-04 | Connected | Photovoltaic |  | 2.125 | South Coastal | Single | 2015-04-28 |  | 2015-04-28 | Executed
DC | Sampson | ESA Newton Grove 1 NC, LLC |  | Distribution | Renesola Vitus II 300, 300 Wp Qty- 7,960 | 2379 | Solar | Non-Residential | 254 West Grove Street | Newton Grove | NC | 28366 | Approved | NC CSP27-Cogeneration and Small Power Producer-Sell All | PEC Carolinas | 2015-08-31 | Under Construction | Photovoltaic |  | 1980 | Eastern | 3-phase | 2014-10-21 |  | 2013-10-11 | Open
DC |  | ESA Newton Grove 1 NC, LLC |  | Distribution |  |  | Solar | Non-Residential | 254 West Grove Street | Newton Grove | NC | 28366 | Cancelled |  | PEC Carolinas |  | Cancelled | Photovoltaic |  | 1600 | Unknown |  | 2014-10-21 |  | 2012-11-14 | Cancelled
DC | Johnston | ESA Princeton 2 NC, LLC |  | Distribution | Qty 25512 (255 Watt) ReneSola Virtus 255W Solar Panels | 6505.56 | Solar | Non-Residential | 2072 Old Rock Quarry Rd | Princeton | NC | 27569 | Pending | NC CSP29-Cogeneration and Small Power Producer-Sell All | PEC Carolinas |  | Pending | Photovoltaic |  | 5009.28 | Northern | 3-phase | 2014-12-15 |  | 2014-12-15 | Open
DC | Johnston | ESA Princeton NC, LLC |  | Distribution | Renesola Virtus II, 255 WP- Qty 25,512 |  | Solar | Non-Residential | 4250 Bizzelll Grove Church Rd | Princeton | NC | 27569 | Approved | NC CSP29-Cogeneration and Small Power Producer-Sell All | PEC Carolinas | 2015-10-15 | Pending IA | Photovoltaic |  | 5000 | Northern | 3-phase | 2014-10-21 |  | 2013-10-07 | Open
DC | Rowan | Redmon Solar Farm, LLC |  | Distribution | 25,760 Trina Solar TSM-245 PC/PA05 Modules |  | Solar | Non-Residential | Redmon Rd | Cleveland | NC | 27013 | Approved | PP-N NC - Non-Hydroelectric Qualifying Facilities | Carolinas | 2015-03-20 | Connected | Photovoltaic |  | 2000 | Central | 3-phase | 2013-05-17 |  | 2013-05-17 | Executed
DC |  | ESA Renewables, LLC - (ESA Wilmington NC 5004) |  | Distribution |  |  | Solar | Non-Residential | Unknown | Wilmington | NC | 0 | Cancelled |  | PEC Carolinas |  | Cancelled | Photovoltaic |  | 780 | Unknown |  | 2014-10-21 |  | 2012-06-04 | Cancelled
DC | Pinellas | Elizabeth Cressey | 120/240 | Distribution | Qty 6 SW255 solar panels | 1.53 | Solar | Residential | 2710 Upton St S. | Gulfport | FL | 33711 | Approved | NM-FL Net Metering | FL | 2015-04-06 | Connected | Photovoltaic |  | 1.3 | South Coastal | Single | 2015-03-23 |  | 2015-03-23 | Executed
DC | Brunswick | Estes Express Lines |  | Distribution |  |  | Solar | Non-Residential | Unknown | Leland | NC | 28451 | Approved |  | PEC Carolinas |  | Pending | Photovoltaic |  | 53 | Unknown |  | 2014-10-21 |  | 2014-07-29 | Open
DC | Guilford | Estes Express Lines | 480Y/277 | Distribution | Qty 2760 CSUN305 - 72P | 841.8 | Solar | Non-Residential | 2800 Electra Dr | Greensboro | NC | 27405 | Pending | PP-N NC - Non-Hydroelectric Qualifying Facilities | Carolinas |  | Pending IA | Photovoltaic |  | 634.8 | Northern | 3-phase | 2014-07-28 |  | 2014-07-28 | Open
DC | Mecklenburg | Redblue, Inc - NM | 208Y/120 | Distribution | 84 Siliken SLK60P6L 240 Watt Solar Array Panels | 20.16 | Solar | Non-Residential | 1416 Center Park Dr Building #E | Charlotte | NC | 28217 | Approved | NM-NC Net Metering | Carolinas | 2012-07-19 | Connected | Photovoltaic |  | 18.06 | Central | 3-phase | 2012-04-10 | 2012-07-17 | 2012-04-10 | Executed
DC | Volusia | Elizabeth Hinds |  | Distribution |  | 3.15 | Solar | Residential | 1619 LAMBROOK DR | Deland | FL | 32724 | Approved | NM-FL Net Metering | FL | 2010-04-05 | Connected | Photovoltaic |  | 2.678 | North Central |  | 2014-09-10 |  |  | Executed
DC | Cleveland | Ethan Solar, LLC |  | Distribution | Qty 21780 (285 Watt) Trina TSM-285 PA 14 | 6207.3 | Solar | Non-Residential | 205 Flat Rock Rd | Lawndale | NC | 28090 | Cancelled | PP-N NC - Non-Hydroelectric Qualifying Facilities | Carolinas |  | Cancelled | Photovoltaic |  | 5000 | Central | 3-phase | 2013-02-05 |  | 2013-02-05 | Cancelled
DC | Montgomery | Eubank Farm, LLC |  | Distribution |  |  | Solar | Non-Residential | Unknown | Candor | NC | 27229 | Approved |  | PEC Carolinas |  | Pending IA | Photovoltaic |  | 5000 | Unknown |  | 2014-10-21 |  | 2013-06-26 | Open
DC | Volusia | Eugene A Martin |  | Distribution |  | 4.7 | Solar | Residential | 329 Hampton Hills Ct | Debary | FL | 32713 | Approved | NM-FL Net Metering | FL | 2009-12-22 | Superseded | Photovoltaic |  | 3.995 | North Central |  | 2014-09-10 |  |  | Superceded
DC | Polk | Reda C Harvey | 120/240 | Distribution | Eight 255 Watt Solarworld Sunmodules | 2.04 | Solar | Residential | 625 Houston Road | Columbus | NC | 28722 | Approved | NM-NC Net Metering | Carolinas | 2012-04-19 | Connected | Photovoltaic |  | 1.72 | Southern | Single | 2012-03-06 |  | 2012-03-06 | Executed
DC | Cabarrus | Rebekah Castro | 120/240 | Distribution | Qty 26 Solarworld 270W mono | 7.02 | Solar | Residential | 1196 Janrose Ct NW | Concord | NC | 28027 | Approved | NM-NC Net Metering | Carolinas | 2014-12-05 | Connected | Photovoltaic |  | 9.117 | Central | Single | 2014-08-18 | 2014-11-14 | 2014-08-18 | Executed
DC | Marion | Eugene Garlepp |  | Distribution |  | 5.52 | Solar | Residential | 9996 SW 188TH CIR | Dunnellon | FL | 34432 | Approved | NM-FL Net Metering | FL | 2011-06-21 | Cancelled | Photovoltaic |  | 4.692 | North Coastal |  | 2014-09-10 |  |  | Cancelled
DC | PASCO | Elizabeth Emerson |  | Distribution |  | 9 | Solar | Residential | 6452 LAURELWOOD DR | ZEPHYRHILLS | FL | 33541 | Approved | NM-FL Net Metering | FL | 2014-01-09 | Connected | Photovoltaic |  | 7.65 | South Coastal |  | 2014-09-10 |  |  | Executed
DC | Marion | Elizabeth Hale |  | Distribution |  | 4.75 | Solar | Residential | 9529 SW 196TH AVENUE RD | Dunnellon | FL | 34434 | Approved | NM-FL Net Metering | FL | 2009-12-17 | Connected | Photovoltaic |  | 4.038 | North Coastal |  | 2014-09-10 |  |  | Executed
DC | Seminole | Elizabeth Ramsby |  | Distribution |  | 5.14 | Solar | Residential | 1006 BIG OAKS BLVD | OVIEDO | FL | 32765 | Approved | NM-FL Net Metering | FL | 2009-09-11 | Connected | Photovoltaic |  | 4.369 | North Central |  | 2014-09-10 |  |  | Executed
DC | Vigo | Elizabeth Roberts | 120/240 | Distribution | eight 250-W Suniva MV250 60 solar panels | 2 | Solar | Residential | 4575 Wright Ave W | W Terre Haute | IN | 47885 | Approved | Net Metering - Standard Contract Rider No. 57 | IN | 2014-11-07 | Connected | Photovoltaic |  | 1.54 | Northern | Single | 2014-10-16 |  | 2014-10-16 | Executed
DC | Cabarrus | Eva L Prado | 120/240 | Distribution | Qty 4 RenaSola 250W Modules | 1 | Solar | Residential | 5370 Josephine Ln SW | Concord | NC | 28027 | Pending | NM-NC Net Metering | Carolinas |  | Pending | Photovoltaic |  | 0.86 | Central | Single | 2015-04-28 |  | 2015-04-28 | Open
DC | LAKE | Elizabeth Stettler |  | Distribution |  | 6 | Solar | Residential | 371 SALT MARSH LN, SOLAR PWR | GROVELAND | FL | 34736 | Approved | NM-FL Net Metering | FL | 2013-08-14 | Connected | Photovoltaic |  | 5.1 | South Central |  | 2014-09-10 |  |  | Executed
DC | Buncombe | Elizabeth Teira | 120/240 | Distribution | Qty 20 Solar World 280 Watt | 5.6 | Solar | Residential | 154 Lakeshore Dr. | Asheville | NC | 28804 | Approved | NC NM-Net Metering for Renewable Energy Facilities | PEC Carolinas | 2014-08-22 | Connected | Photovoltaic |  | 4.31 | Western | Single | 2014-05-30 |  | 2014-05-30 | Executed
DC | Durham | Rebecca W. Hren | 120/240 | Distribution |  | 1.2 | Solar | Residential | 230 West Trinity Ave | Durham | NC | 27701 | Approved | SCG-NC Small Customer Generator Rider | Carolinas | 2009-01-14 | Connected | Photovoltaic |  | 1.2 | Northern | Single | 2011-04-07 |  | 2008-10-29 | Executed
DC | Graham | Everett Williams | 120/240 | Distribution |  | 4 | Other | Residential | 1373 Cochrans Creek Rd | Robbinsville | NC | 28771 | Approved | PP-N NC - Non-Hydroelectric Qualifying Facilities | Carolinas | 2013-01-09 | Cancelled | Micro-hydro | Williams Hydroelectric Facility | 4 | Southern | Single | 2011-04-07 |  | 2008-07-17 | Cancelled
DC | Buncombe | Evergreen Community Charter School |  |  |  | 3.31 | Solar | Non-Residential | 50 Bell Road | Asheville | NC | 28805 | Approved | NC NM-Net Metering for Renewable Energy Facilities | PEC Carolinas | 2010-05-01 | Connected | Photovoltaic |  | 2.65 | Northern |  | 2012-10-18 |  |  | Executed
DC | Buncombe | Evergreen Landscaping Services, Inc. | 120/240 |  |  | 4.8 | Solar | Non-Residential | 260 Dula Springs Road | Weaverville | NC | 28787 | Approved | NC CSP-Cogeneration and Small Power Producer-Sell All | PEC Carolinas | 2010-01-15 | Connected | Photovoltaic |  | 3.84 | Western | Single | 2012-10-18 |  |  | Executed
DC | Buncombe | Ellen Chelmis | 120/240 | Distribution | 30 290W SolarEdge Solar Panels | 8.7 | Solar | Residential | 37 Audubon Dr. | Asheville | NC | 28804 | Approved | NC NM-Net Metering for Renewable Energy Facilities | PEC Carolinas | 2014-10-27 | Connected | Photovoltaic |  | 7.6 | Western | Single | 2014-09-18 |  | 2014-09-18 | Executed
DC | Chatham | Evers Farm, LLC |  |  |  |  | Solar | Non-Residential | 2807 Moncure Pittsboro Rd | Moncure | NC | 27559 | On Hold |  | PEC Carolinas |  | Pending | Photovoltaic |  | 5000 | Unknown | 3-phase | 2014-10-26 |  | 2014-09-18 | Open
DC | Pinellas | Ellen M Josephs | 120/240 | Distribution | Renesola | 1 | Solar | Residential | 795 51ST AVE S | St. Petersburg | FL | 33705 | Approved | NM-FL Net Metering | FL | 2014-11-13 | Connected | Photovoltaic |  | 0.85 | South Coastal | Single | 2014-11-17 |  | 2014-11-17 | Executed
AC |  | EWP, LLC |  | Distribution |  |  | Hydroelectric | Non-Residential | Unknown | Troy | NC | 27371 | Cancelled |  | PEC Carolinas |  | Cancelled | Other |  | 1200 | Unknown |  | 2014-10-21 |  | 2013-01-23 | Cancelled
DC | Orange | Rebecca T. Cobey | 120/240 | Distribution |  | 1.71 | Solar | Residential | 303 Lone Pine Rd | Chapel Hill | NC | 27514 | Approved | PP-N NC - Non-Hydroelectric Qualifying Facilities | Carolinas | 2009-06-12 | Connected | Photovoltaic | Cobey PV Installation | 1.71 | Northern | Single | 2011-04-07 |  | 2008-07-15 | Executed
DC | Orange | Rebecca G. Laskody | 120/240 | Distribution |  | 3.08 | Solar | Residential | 111 Circadian Wy | Chapel Hill | NC | 27516 | Approved | PP-N NC - Non-Hydroelectric Qualifying Facilities | Carolinas | 2010-04-26 | Connected | Photovoltaic | Laskody PV Installation | 3 | Northern | Single | 2011-04-07 |  | 2010-03-26 | Executed
DC |  | Extra Space Management, Inc.-NM Glencrossing Wy | 120/240 | Distribution | 300 (225 Watt) Trina Solar TSM-225PA05 | 67.5 | Solar | Non-Residential | 5185 Glencrossing Way | Cincinnati | OH | 45238 | Cancelled | Rider NM - Net Metering Rider - OH | OH/KY |  | Cancelled | Photovoltaic |  | 60 | South | Single | 2012-06-14 |  | 2012-06-14 | Cancelled
DC | Buncombe | Elly B. Richards | 120/240 | Distribution | QTY: 16 REC 250 | 4 | Solar | Residential | 20 Pickens Ln. | Weaverville | NC | 28787 | Approved | NM-NC Net Metering | PEC Carolinas | 2014-04-10 | Connected | Photovoltaic |  | 4 | Western | Single | 2014-02-14 |  | 2014-02-14 | Executed
DC | Polk | Rebecca E. Cleland and Ben Seymour | 120/240 | Distribution |  | 3.24 | Solar | Residential | 2142 Coxe Rd | Tryon | NC | 28782 | Approved | SCG-NC Small Customer Generator Rider | Carolinas | 2011-12-14 | Connected | Photovoltaic |  | 5.18 | Southern | Single | 2011-11-18 |  | 2011-11-18 | Executed
DC | Mecklenburg | Rebecca Durante | 120/240 | Distribution |  | 3.1 | Solar | Residential | 3510 Benard Ave | Charlotte | NC | 28206 | Approved | PP-N NC - Non-Hydroelectric Qualifying Facilities | Carolinas | 2011-03-18 | Connected | Photovoltaic | Durante PV Installation | 2 | Central | Single | 2011-04-07 |  | 2011-02-23 | Executed
DC | Orange | Emily Weiss |  | Distribution |  | 8.12 | Solar | Residential | 5450 TILDENS GROVE BLVD | Windermere | FL | 34786 | Approved | NM-FL Net Metering | FL | 2013-01-30 | Connected | Photovoltaic |  | 6.904 | South Central |  | 2014-09-10 |  |  | Executed
DC | Orange | Raymond P White | 120/240 | Distribution | Qty 15 Suniva 275W Solar Panels | 4.13 | Solar | Residential | 205 Cedar Meadows LN | Chapel Hill | NC | 27517 | Approved | NM-NC Net Metering | Carolinas | 2015-05-13 | Connected | Photovoltaic |  | 4 | Northern | Single | 2015-03-30 | 2015-05-11 | 2015-03-30 | Executed
DC | Davie | RayLen Vineyards, Inc. | 208Y/120 | Distribution | Qty 1440 Canadian Solar 300 W Modules | 432 | Solar | Non-Residential | 3577 U.S. Highway 158 | Mocksville | NC | 27028 | Approved | PP-N NC - Non-Hydroelectric Qualifying Facilities | Carolinas | 2014-12-10 | Connected | Photovoltaic | RayLen Vineyards PV Installation | 336 | Northern | 3-phase | 2014-03-26 | 2015-01-14 | 2014-03-26 | Executed
DC | Davie | RayLen Vineyards, Inc. | 208Y/120 | Distribution |  | 10 | Solar | Non-Residential | 3577 U.S. Highway 158 | Mocksville | NC | 27028 | Approved | NM-NC Net Metering | Carolinas | 2015-01-16 | Connected | Photovoltaic |  | 10 | Northern | 3-phase | 2014-11-05 | 2015-01-09 | 2014-11-05 | Executed
DC | Orange | Emily M Wright | 120/240 | Distribution | Axitec AC-250P/156-60S | 10 | Solar | Residential | 13536 Crystal River Dr | Orlando | FL | 32828 | Approved | NM-FL Net Metering | FL | 2014-10-06 | Connected | Photovoltaic |  | 8.5 | North Central | Single | 2014-09-25 |  | 2014-09-25 | Executed
DC | PINELLAS | Emmanuel Fellowship Inc |  | Distribution |  | 10 | Solar | Non-Residential | 3501 37TH ST S, CHURCH | ST. PETERSBURG | FL | 33711 | Approved | NM-FL Net Metering | FL | 2014-03-06 | Connected | Photovoltaic |  | 8.5 | South Coastal |  | 2014-09-10 |  |  | Executed
DC | Chatham | F Properties LLC |  |  | 96 230WChaori Solar Modules | 22 | Solar | Non-Residential | 70 Sprott Center Drive | Moncure | NC | 27559 | Pending | NC CSP29-Cogeneration and Small Power Producer-Sell All | PEC Carolinas |  | Pending | Photovoltaic |  | 17 | Northern |  | 2015-01-11 |  | 2015-01-11 | Open
DC | Pinellas | Emmanuel Oe Pina | 120/240 | Distribution | Renesola | 1 | Solar | Residential | 6777 71ST ST | Pinellas Park | FL | 33781 | Approved | NM-FL Net Metering | FL | 2014-11-25 | Connected | Photovoltaic |  | 0.85 | South Coastal | Single | 2014-11-20 |  | 2014-11-20 | Executed
DC | Robeson | Fairmont Solar Two, LLC |  | Distribution | Qty 8320 Renesola 305W Solar Panels | 2537 | Solar | Non-Residential | 5719 Old Stage Road | Fairmont | NC | 28340 | On Hold |  | PEC Carolinas |  | Pending | Photovoltaic |  | 2000 | Unknown | 3-phase | 2014-10-26 |  | 2014-09-15 | Open
DC |  | Energy Outfitter LLC | 120/240 | Distribution | eight 240 W Mage Powertec Plus Solar Modules | 1.92 | Solar | Non-Residential | 125 Main St. W. | Westfield | IN | 46074 | Approved | Net Metering - Standard Contract Rider No. 57 | IN | 2013-05-02 | Connected | Photovoltaic |  | 1.8 | Northern | 3-phase | 2013-04-19 |  | 2013-04-19 | Executed
DC | Duplin | Faison Farm, LLC |  | Distribution |  |  | Solar | Non-Residential | Unknown | Faison | NC | 28341 | Approved |  | PEC Carolinas |  | Pending | Photovoltaic |  | 4998 | Unknown |  | 2014-10-21 |  | 2014-03-03 | Open
DC | Sampson | Faison Solar, LLC |  | Distribution |  |  | Solar | Non-Residential | Unknown | Faison | NC | 28341 | Approved | NC CSP27-Cogeneration and Small Power Producer-Sell All | PEC Carolinas |  | Under Construction | Photovoltaic |  | 1900 | Unknown |  | 2014-10-21 |  | 2012-10-26 | Open
DC | Rutherford | Randy T Griswold | 120/240 | Distribution | Qty 16 (260 Watt) Suniva OPT260-60-4-1B0 | 4.16 | Solar | Residential | 134 Moriah Dr | Rutherfordton | NC | 28139 | Approved | NM-NC Net Metering | Carolinas | 2013-09-26 | Connected | Photovoltaic |  | 3.44 | Southern | Single | 2013-09-18 | 2013-09-24 | 2013-09-18 | Executed
DC | Guilford | Faith Community Church | 120/240 | Distribution | qty 20 REC 260 w PV Modules | 5.2 | Solar | Non-Residential | 417 Arlington Street | Greensboro | NC | 27406 | Pending | NM-NC Net Metering | Carolinas |  | Pending | Photovoltaic |  | 5 | Northern | Single | 2015-03-24 |  | 2015-03-24 | Open
DC | Forsyth | Falcon Page, LLC |  | Distribution | 3170 (315 Watt) Kycocera KD 315-80P | 998.55 | Solar | Non-Residential | 506 Gralin Street | Kernersville | NC | 27284 | On Hold | PP-N NC - Non-Hydroelectric Qualifying Facilities | Carolinas |  | Pending | Photovoltaic |  | 1000 | Northern | 3-phase | 2012-10-01 |  | 2012-10-01 | Open
DC | Guilford | Falcon Solar |  | Distribution | 13068 Trina TSM-285 PA14 Panels | 3724.2 | Solar | Non-Residential | 425 Haynes Rd | Summerfield | NC | 27358 | Cancelled | PP-N NC - Non-Hydroelectric Qualifying Facilities | Carolinas |  | Cancelled | Photovoltaic |  | 3000 | Northern |  | 2013-05-20 |  | 2013-05-20 | Cancelled
DC | Dillon | Farley Solar Center LLC |  | Distribution | Qty 42,768 Yingli YL 305-35b | 13044.24 | Solar | Non-Residential | S. Longstreet Rd | Dillon | SC | 29536 | Pending |  | PEC Carolinas |  | Pending | Photovoltaic |  | 10200 | Unknown | 3-phase | 2014-12-23 |  | 2014-12-23 | Open
DC |  | Farm 9081 |  | Distribution |  |  | Solar | Non-Residential | Unknown | Louisburg | NC | 0 | Cancelled |  | PEC Carolinas |  | Cancelled | Photovoltaic |  | 47 | Unknown |  | 2014-10-21 |  | 2012-07-16 | Cancelled
DC | Spartanburg | Randy S. Shields | 120/240 | Distribution |  | 1.47 | Solar | Residential | 8090 Parris Bridge Rd | Chesnee | SC | 29323 | Approved | NM-SC Net Metering | Carolinas | 2011-01-21 | Connected | Photovoltaic |  | 1.47 | Southern | Single | 2011-04-07 |  | 2010-12-06 | Executed
DC | Rowan | Randy L Cox | 120/240 | Distribution | 16 Sunvia 255W solar panels | 4.08 | Solar | Residential | 460 Roger Dr | Salisbury | NC | 28147 | Approved | NM-NC Net Metering | Carolinas | 2013-12-26 | Connected | Photovoltaic |  | 3.44 | Central | Single | 2013-11-26 | 2013-12-16 | 2013-11-26 | Executed
DC | Orange | Randy Dodd | 120/240 | Distribution |  | 1.2 | Solar | Residential | 108 Circadian Wy | Chapel Hill | NC | 27516 | Approved | SCG-NC Small Customer Generator Rider | Carolinas | 2007-12-10 | Connected | Photovoltaic |  | 1.2 | Northern | Single | 2011-04-07 |  | 2007-11-13 | Executed
DC |  | Eric Brouwer | 120/240 | Distribution | twenty-seven SolarWorld 245W MONO solar modules | 6.62 | Solar | Residential | 2655 Countrylake Rd | Cincinnati | OH | 45233 | Approved | Rider NM - Net Metering Rider - OH | OH/KY | 2012-09-06 | Connected | Photovoltaic |  | 5.67 | North | Single | 2012-08-21 |  | 2012-08-21 | Executed
DC | Vincennes | Eric Butcher | 120/240 | Distribution | four Helios USA 250-W and eight Canadian Solar 245-W panels | 2.96 | Solar | Residential | 13883 North Newell Road | Oaktown | IN | 47561 | Approved | Net Metering - Standard Contract Rider No. 57 | IN | 2013-04-26 | Connected | Photovoltaic |  | 2.58 | Southern | Single | 2013-04-09 |  | 2013-04-09 | Executed
DC | Seminole | Eric Sinns |  | Distribution |  | 7.36 | Solar | Residential | 189 S 5TH ST | LAKE MARY | FL | 32746 | Approved | NM-FL Net Metering | FL | 2013-01-04 | Connected | Photovoltaic |  | 6.256 | North Central |  | 2014-09-10 |  |  | Executed
DC |  | Fayetteville Perry Local School District- Elementary School | 120/240 |  |  | 318.01 | Solar | Non-Residential | 601 South Apple Street | Fayetteville | OH | 45118 | Approved | Rider NM - Net Metering Rider - OH | OH/KY | 2014-09-25 | Connected | Photovoltaic |  | 318.01 | North |  | 2014-06-06 |  | 2014-06-06 | Executed
DC |  | Eric Daniels | 120/240 | Distribution | Seventy-Two 95 Watt Dupont Solar Panels | 6.84 | Solar | Residential | 555 1050 SW | Clinton | IN | 47842 | Approved | Net Metering - Standard Contract Rider No. 57 | IN | 2011-11-07 | Connected | Photovoltaic |  | 6.84 | Central | Single | 2011-09-28 |  | 2011-09-28 | Executed
DC | Orange | Felicita Reyes | 120/240 | Distribution | Qty 8 (275 Watt) SolarWorld SW275 Mono Solar Panels | 2.2 | Solar | Residential | 1764 Chatham Cir | Apopka | FL | 32703 | Cancelled | NM-FL Net Metering | FL | 2015-02-17 | Cancelled | Photovoltaic |  | 2 | North Central | Single | 2015-02-13 |  | 2015-02-13 | Cancelled
DC |  | Eric J Elfner | 120/240 | Distribution | Eighteen 230 Watt Canadian Solar Panels | 4.14 | Solar | Residential | 3238 Harvest Ave | Cincinnati | OH | 45213 | Approved | Rider NM - Net Metering Rider - OH | OH/KY | 2011-09-01 | Connected | Photovoltaic |  | 3.96 | South | Single | 2011-08-23 |  | 2011-08-23 | Executed
DC | Polk | Eric Kube | 120/240 | Distribution | Solar World | 7 | Solar | Residential | 1401 DEL MAR DR KISSIMMEE FL 34759 | Kissimmee | FL | 34759 | Approved | NM-FL Net Metering | FL | 2014-12-10 | Connected | Photovoltaic |  | 5.95 | South Central | Single | 2014-12-15 |  | 2014-12-15 | Executed
DC | Buncombe | Ferguson Solar LLC |  | Distribution | Qty 560 SolarWorld SW275 Mono | 154 | Solar | Non-Residential | 135 Candler School Rd | Candler | NC | 28715 | Approved |  | PEC Carolinas |  | Pending IA | Photovoltaic |  | 134.4 | Unknown | 3-phase | 2014-10-26 |  | 2014-09-11 | Open
DC | Spartanburg | Randy Bagwell | 120/240 | Distribution | QTY: 16 Canadian Solar 250W | 4 | Solar | Residential | 906 Canaan Rd. Unit A | Roebuck | SC | 29376 | Approved | NM-SC Net Metering | Carolinas | 2014-05-27 | Connected | Photovoltaic |  | 4 | Southern | Single | 2014-05-09 | 2014-05-21 | 2014-05-09 | Executed
DC | POLK | Eric Landrigan |  | Distribution |  | 1.96 | Solar | Residential | 568 GRANDE DR | DAVENPORT | FL | 32373 | Approved | NM-FL Net Metering | FL | 2014-03-07 | Connected | Photovoltaic |  | 1.666 | South Central |  | 2014-09-10 |  |  | Executed
DC | Orange | Eric Neilson |  | Distribution |  | 6.15 | Solar | Residential | 1540 WESTCHESTER AVE | WINTER PARK | FL | 32789 | Approved | NM-FL Net Metering | FL | 2011-03-18 | Connected | Photovoltaic |  | 5.228 | North Central |  | 2014-09-10 |  |  | Executed
DC | Lincoln | Fire Solar I, LLC - 2431 Mariposa Rd |  | Transmission | Qty 91200 300W Yingli YL300P-35 b Solar Panels | 27360 | Solar | Non-Residential | 2431 Mariposa Rd | Stanley | NC | 28164 | Pending | PP-N NC - Non-Hydroelectric Qualifying Facilities | Carolinas |  | Pending | Photovoltaic |  | 20000 | Central | 3-phase | 2015-04-14 |  | 2015-04-14 | Open
DC | Forsyth | Fire Solar I, LLC- 5551 Phelps Farm Rd. |  | Distribution | Qty 22800 Yingli YL 300W Solar Panels | 6840 | Solar | Non-Residential | 5551 Phelps Farm Rd. | Clemmons | NC | 27012 | Pending | PP-N NC - Non-Hydroelectric Qualifying Facilities | Carolinas |  | Pending | Photovoltaic |  | 5000 | Northern | 3-phase | 2015-03-13 |  | 2015-03-13 | Open
DC | Pinellas | First Ave Glass LLC | 120/240 | Distribution | Qty 310 Bosch C-Si240w, Solar Panels | 74.4 | Solar | Non-Residential | 2201 1st Ave S | St Petersburg | FL | 33712 | Pending | NM-FL Net Metering | FL |  | Pending | Photovoltaic |  | 63.24 | South Coastal | Single | 2015-05-27 |  | 2015-05-27 | Open
DC | Buncombe | First Christian Church Solar, LLC |  | Distribution | Qty 46 (270 Watt) SolarWorld Sunmodule Plus SW275 Solar Panels | 12.42 | Solar | Non-Residential | 201 Blue Ridge Road | Black Mountain | NC | 28711 | Pending | NC CSP29-Cogeneration and Small Power Producer-Sell All | PEC Carolinas |  | Pending | Photovoltaic |  | 9.56 | Western | Single | 2014-10-26 |  | 2014-09-26 | Open
DC | Buncome | First Church Solar, LLC |  |  |  | 12.08 | Solar | Non-Residential | 201 Blue Ridge Rd. | Black Mountain | NC | 28711 | Approved | NC CSP-Cogeneration and Small Power Producer-Sell All | PEC Carolinas | 2011-04-01 | Connected | Photovoltaic |  | 9.66 | Northern |  | 2012-10-18 |  |  | Executed
DC | Mecklenburg | Randall Jones | 120/240 | Distribution | Qty 12 Suniva 260W Modules | 3.12 | Solar | Residential | 8240 Tifton Rd | Charlotte | NC | 28226 | Approved | NM-NC Net Metering | Carolinas | 2014-07-15 | Connected | Photovoltaic |  | 2.58 | Central | Single | 2014-04-22 | 2014-06-12 | 2014-04-22 | Executed
DC | Haywood | Eric West | 120/240 | Distribution | QTY 8 LG Mono X 280 Watt Panels | 2.24 | Solar | Residential | 28 Cedar St | Canton | NC | 28716 | Approved | NC NM-Net Metering for Renewable Energy Facilities | PEC Carolinas | 2014-12-18 | Connected | Photovoltaic |  | 2 | Western | Single | 2014-11-26 |  | 2014-11-26 | Executed
DC | Mecklenburg | Ramona L. Sherwood | 120/240 | Distribution |  | 4.1 | Solar | Residential | 13937 Shopton Rd West | Charlotte | NC | 28278 | Approved | PP-N NC - Non-Hydroelectric Qualifying Facilities | Carolinas | 2009-06-04 | Connected | Photovoltaic | Sherwood PV Installation | 4.1 | Central | Single | 2011-04-07 |  | 2009-04-20 | Executed
DC | Seminole | Erica Hoffman |  | Distribution |  | 5.28 | Solar | Residential | 360 TWELVE OAKS DR | WINTER SPRINGS | FL | 32708 | Approved | NM-FL Net Metering | FL | 2012-01-13 | Connected | Photovoltaic |  | 4.488 | North Central |  | 2014-09-10 |  |  | Executed
DC | Orange | Erik Helfrich |  | Distribution |  | 2.4 | Solar | Residential | 4811 S. Fern Creek Ave. | Orlando | FL | 32806 | Approved | NM-FL Net Metering | FL | 2009-01-30 | Connected | Photovoltaic |  | 2.04 | South Central |  | 2014-09-10 |  |  | Executed
DC | Anderson | Ramesh Patel | 120/240 | Distribution | Qty 20 255W Astronegy Solar Panels | 5.1 | Solar | Residential | 107 Amanda Dr | Anderson | SC | 29621 | Approved | NM-SC Net Metering | Carolinas | 2015-01-30 | Connected | Photovoltaic |  | 5 | Southern | Single | 2014-09-05 | 2015-01-19 | 2014-09-05 | Executed
DC | Seminole | Erik Coplin | 120/240 | Distribution | Qty 30 (280 Watt) Solar World 280 Watt | 8.4 | Solar | Residential | 1544 Eagle Nest Cir | Winter Spgs | FL | 32708 | Approved | NM-FL Net Metering | FL | 2015-01-20 | Connected | Photovoltaic |  | 7.14 | North Central | Single | 2015-01-15 |  | 2015-01-15 | Executed
DC | Guilford | Ralph Wierwille |  | Distribution |  | 2.45 | Solar | Residential | 5920 Highland Grove Drive | Summerfield | NC | 27358 | Approved | NM-NC Net Metering | Carolinas | 2013-09-18 | Connected | Photovoltaic |  | 2.45 | Northern | Single | 2013-06-13 | 2013-08-23 | 2013-06-13 | Executed
DC | Mecklenburg | Rajesh Kathrotia | 120/240 | Distribution | Qty 30 260 Watt (Suniva OPT260-60-4-100) | 7.8 | Solar | Residential | 15017 Capricorn Ln | Charlotte | NC | 28277 | Approved | NM-NC Net Metering | Carolinas | 2012-12-03 | Connected | Photovoltaic |  | 7.6 | Central | Single | 2012-09-21 | 2012-11-29 | 2012-09-21 | Executed
DC | Durham | Rajendra Morey | 120/240 | Distribution |  | 7.06 | Solar | Residential | 43 Beverly Dr | Durham | NC | 27707 | Approved | PP-N NC - Non-Hydroelectric Qualifying Facilities | Carolinas | 2009-12-18 | Connected | Photovoltaic | Morey PV Installation | 7 | Northern | Single | 2011-04-07 |  | 2009-08-03 | Executed
DC | Buncombe | Erik Ostergaard | 120/240 | Distribution | Qty 16 OG 280 Watt | 4.48 | Solar | Residential | 80 Vermont Ave | Asheville | NC | 28806 | Approved | NC NM-Net Metering for Renewable Energy Facilities | PEC Carolinas | 2014-06-16 | Connected | Photovoltaic |  | 4 | Western | Single | 2014-03-12 |  | 2014-03-12 | Executed
DC | Harnett | Flatwoods Solar, LLC |  | Distribution | 21,660 Canadian CS6X-300P Solar Modules | 6498 | Solar | Non-Residential | NC 210 Hwy | Lillington | NC | 27546 | Cancelled |  | PEC Carolinas |  | Cancelled | Photovoltaic |  | 4800 | Southern |  | 2015-03-01 |  | 2015-03-01 | Cancelled
DC | Moore | Flint Hill Solar LLC |  | Distribution | Qty 21,660 Canadian Solar CS6X-300P | 6498 | Solar | Non-Residential | NC 24-27 | Carthage | NC | 28327 | Pending |  | PEC Carolinas |  | Pending | Photovoltaic |  | 4800 | Unknown | 3-phase | 2015-01-20 |  | 2015-01-20 | Open
DC | Citrus | Erik Smith |  | Distribution |  | 5.7 | Solar | Residential | 3670 W COGWOOD CIR | Beverly Hills | FL | 34465 | Approved | NM-FL Net Metering | FL | 2011-08-03 | Connected | Photovoltaic |  | 4.845 | North Coastal |  | 2014-09-10 |  |  | Executed
DC | Mecklenburg | Rajah Y. Chacko | 120/240 | Distribution |  | 2.7 | Solar | Residential | 3510 Hayden Dr | Charlotte | NC | 28269 | Approved | PP-N NC - Non-Hydroelectric Qualifying Facilities | Carolinas | 2009-06-04 | Connected | Photovoltaic | Chacko PV Installation | 2.7 | Central | Single | 2011-04-07 |  | 2008-07-15 | Executed
DC | Stokes | Rainer William Heller | 120/240 | Distribution | qty 7 Suniva Opt-270W solar panels | 1.89 | Solar | Residential | 1130 Sidney Dr | Walnut Cove | NC | 27052 | Approved | NM-NC Net Metering | Carolinas | 2015-04-23 | Connected | Photovoltaic |  | 1.89 | Northern | Single | 2015-03-30 | 2015-04-21 | 2015-03-30 | Executed
DC | SEMINOLE | Ernest Phelps |  | Distribution |  | 5 | Solar | Residential | 866 N JERICO DR | CASSELBERRY | FL | 32707 | Approved | NM-FL Net Metering | FL | 2014-06-02 | Connected | Photovoltaic |  | 4.25 | North Central |  | 2014-09-10 |  |  | Executed
DC | Harnett | Flowers Solar, LLC |  | Distribution | Qty 23,333 (300 Watt) CanadianSolar CS6x-300P Solar Panels | 6999.9 | Solar | Non-Residential | Baileys Crossroads Rd and Chic Ennis Rd | Benson | NC | 27504 | Pending | NC CSP29-Cogeneration and Small Power Producer-Sell All | PEC Carolinas |  | Pending | Photovoltaic |  | 4998 | Eastern | Single | 2015-04-10 |  | 2015-04-10 | Open
DC | Orange | Rainer Dammers | 120/240 | Distribution | Twenty 235 Watt Schuco MPE 235 Solar Panels | 4.7 | Solar | Non-Residential | 511 Parkside Circle | Chapel Hill | NC | 27516 | Approved | PP-N NC - Non-Hydroelectric Qualifying Facilities | Carolinas | 2011-09-13 | Connected | Photovoltaic | Dammers PV Installation | 4 | Northern | Single | 2011-07-25 |  | 2011-07-25 | Executed
DC | Lake | Ernest Timm |  | Distribution |  | 5.17 | Solar | Residential | 1118 BERNARDO BLVD | Lady Lake | FL | 32159 | Approved | NM-FL Net Metering | FL | 2010-03-01 | Connected | Photovoltaic |  | 4.395 | North Coastal |  | 2014-09-10 |  |  | Executed
DC | Seminole | Ernest Langdon |  | Distribution |  | 5.14 | Solar | Residential | 1007 DEES DR | OVIEDO | FL | 32765 | Approved | NM-FL Net Metering | FL | 2010-01-26 | Connected | Photovoltaic |  | 4.369 | North Central |  | 2014-09-10 |  |  | Executed
DC | CLERMONT | Floyd Roberts | 120/240 | Distribution | twenty-four 230-W TrinaSolar TSM230 soalr panels | 5.52 | Solar | Residential | 121 Dickinson Misc: F | New Richmond | OH | 45157 | Approved | Rider NM - Net Metering Rider - OH | OH/KY | 2011-01-31 | Superseded | Photovoltaic |  | 5 | East | Single | 2011-05-18 |  | 2011-05-18 | Superceded
DC | Mecklenburg | Raghuram Putcha | 120/240 | Distribution | Qty 26 REC 255 PE | 6.63 | Solar | Residential | 15300 Precott Hill Ave | Charlotte | NC | 28277 | Approved | NM-NC Net Metering | Carolinas | 2014-09-05 | Connected | Photovoltaic |  | 8.61 | Central | Single | 2014-06-26 | 2014-09-03 | 2014-06-26 | Executed
DC | Robeson | Floyd Solar, LLC |  | Distribution |  |  | Solar | Non-Residential | Unknown | Fairmont | NC | 28340 | Approved |  | PEC Carolinas |  | Pending | Photovoltaic |  | 4999 | Unknown |  | 2014-10-21 |  | 2014-07-21 | Open
DC | Vermillion | Errol L Mussatto | 120/240 | Distribution | thirty-six 140-W Stion STO-140 solar panels | 5.04 | Solar | Residential | 974 900 S E | Clinton | IN | 47842 | Approved | Net Metering - Standard Contract Rider No. 57 | IN | 2014-11-07 | Connected | Photovoltaic |  | 3.881 | Southern | Single | 2014-09-17 |  | 2014-09-17 | Executed
DC | Mecklenburg | Rachel H & Frank Lorch | 120/240 | Distribution | Qty 41 (240 Watt) Panasonic HIT Power 240S | 9.84 | Solar | Residential | 1522 Lynway Dr | Charlotte | NC | 28203 | Approved | NM-NC Net Metering | Carolinas | 2013-03-22 | Connected | Photovoltaic |  | 8.8 | Central | Single | 2013-02-05 | 2013-03-07 | 2013-02-05 | Executed
DC | Harnett | Erwin Farm, LLC |  | Distribution | Canadian Solar, CSXX-300P | 5198 | Solar | Non-Residential | 132 Erwin Access Road | Dunn | NC | 28334 | Approved | NC CSP29-Cogeneration and Small Power Producer-Sell All | PEC Carolinas | 2014-08-08 | Connected | Photovoltaic |  | 4950 | Eastern | 3-phase | 2014-10-21 |  | 2013-03-22 | Executed
DC | Henderson | ESA NC Solar, LLC |  | Distribution | Canadian Solar CS69 - 245M | 551 | Solar | Non-Residential | 4600 Hendersonville Road | Fletcher | NC | 28732 | Approved | Negotiated (NC) | PEC Carolinas | 2012-11-29 | Connected | Photovoltaic | Fletcher Warehousing Building | 424 | Northern | 3-phase | 2014-10-21 |  | 2015-05-19 | Executed
DC | Craven | ESA Renewables III, LLC |  | Distribution |  | 1270 | Solar | Non-Residential | 300 Executive Pkwy | New Bern | NC | 28560 | Approved | Negotiated (NC) | PEC Carolinas | 2012-03-29 | Connected | Photovoltaic | Bosch Logistics Center | 977.9 | Unknown |  | 2014-10-21 |  | 2011-05-18 | Executed
DC | Chatham | Ester Tristani | 120/240 | Distribution | 10 Motech IM60 250-260 | 2.5 | Solar | Residential | 318 Rolling Meadows Lane | Chapel Hill | NC | 27517 | Approved | NC NM-Net Metering for Renewable Energy Facilities | PEC Carolinas | 2014-04-30 | Connected | Photovoltaic |  | 2.5 | Northern | Single | 2014-01-02 |  | 2014-01-02 | Executed
DC | Buncombe | Esther Pardue | 120/240 | Distribution |  | 4.63 | Solar | Residential | 129 Midland Drive | Asheville | NC | 28804 | Approved | NC NM-Net Metering for Renewable Energy Facilities | PEC Carolinas | 2012-02-10 | Connected | Photovoltaic |  | 3.7 | Western | Single | 2012-10-18 |  |  | Executed
DC |  | FLS Solar 140, LLC - Locamy |  | Distribution | Jinko Solar JKM295P- Qty 72 | 295 | Solar | Non-Residential | Unknown | Warsaw | NC | 0 | Cancelled |  | PEC Carolinas |  | Cancelled | Photovoltaic |  | 4320 | Unknown |  | 2014-10-21 |  | 2013-02-13 | Cancelled
DC | Jackson | R. Lawrence Ashe Jr. | 120/240 | Distribution |  | 4.32 | Solar | Residential | 6345 Big Ridge Rd | Glenville | NC | 28736 | Approved | PP-N NC - Non-Hydroelectric Qualifying Facilities | Carolinas | 2009-02-06 | Connected | Photovoltaic | Ashe PV Installation | 4 | Southern | Single | 2011-04-07 |  | 2009-01-22 | Executed
DC | Debary | Eugene A Martin | 120/240 | Distribution | Qty 23 Canadian CS6P 215W Solar Panels | 4.95 | Solar | Residential | 329 Hampton Hills Ct | Debary | FL | 32713 | Approved | NM-FL Net Metering | FL | 2015-04-14 | Connected | Photovoltaic |  | 8.195 | North Central | Single | 2015-04-06 |  | 2015-04-06 | Executed
DC | Pinellas | Eugene C Carine | 120/240 | Distribution | Suniva OPT 260 | 8.32 | Solar | Residential | 13985 105TH TER | Largo | FL | 33774 | Approved | NM-FL Net Metering | FL | 2014-11-26 | Connected | Photovoltaic |  | 7.07 | South Coastal | Single | 2014-11-17 |  | 2014-11-17 | Executed
DC | Henderson | R F Saltz | 120/240 | Distribution | QTY 56 Sunmodule 280 Modules | 15.68 | Solar | Residential | 209 Brookdale Ave | Hendersonville | NC | 28792 | Approved | NM-NC Net Metering | Carolinas | 2015-02-10 | Connected | Photovoltaic |  | 14 | Southern | Single | 2014-11-11 | 2015-02-06 | 2014-11-11 | Executed
DC | Orange | Eugene Hartmann |  | Distribution |  | 4.8 | Solar | Residential | 6215 LITTLE LAKE SAWYER DR | Windermere | FL | 34786 | Approved | NM-FL Net Metering | FL | 2011-06-17 | Connected | Photovoltaic |  | 4.08 | South Central |  | 2014-09-10 |  |  | Executed
DC | Buncombe | FLS Solar 220, LLC |  | Distribution | JA Solar JAP6 295 poly | 1999 | Solar | Non-Residential | Unknown | Asheville | NC | 28801 | Cancelled |  | PEC Carolinas |  | Cancelled | Photovoltaic |  | 2000 | Eastern | 3-phase | 2014-10-21 |  | 2013-02-07 | Cancelled
DC | Greenville | R E Carson | 120/240 | Distribution | Qty 10 (240 Watt) Mage Powertec Plus 240/6Plus US AC | 2.4 | Solar | Residential | 117 Pemberton Dr | Greenville | SC | 29611 | Approved | NM-SC Net Metering | Carolinas | 2013-01-18 | Connected | Photovoltaic |  | 2.38 | Southern | Single | 2012-11-20 | 2012-12-27 | 2012-11-20 | Executed
DC | Robeson | FLS Solar 260, LLC |  | Distribution |  |  | Solar | Non-Residential | Unknown | Fairmont | NC | 28340 | Approved |  | PEC Carolinas |  | Under Construction | Photovoltaic |  | 4999 | Unknown |  | 2014-10-21 |  | 2013-09-04 | Open
DC | Pinellas | Eugene Skluzacek |  | Distribution |  | 10 | Solar | Residential | 2828 Skimmer Point Dr S | ST. PETERSBURG | FL | 33707 | Approved | NM-FL Net Metering | FL | 2014-08-07 | Connected | Photovoltaic |  | 8.5 | South Coastal |  | 2014-09-10 |  |  | Executed
DC | Highlands | Evangeline Castillo |  | Distribution |  | 5.6 | Solar | Residential | 1880 W STRYKER RD | Avon Park | FL | 33825 | Approved | NM-FL Net Metering | FL | 2010-05-06 | Connected | Photovoltaic |  | 4.76 | South Central |  | 2014-09-10 |  |  | Executed
AC | Carteret | Food Lion # 2628 |  | Distribution |  |  | Diesel | Non-Residential | Unknown | Atlantic Beach | NC | 28512 | Approved |  | PEC Carolinas |  | Pending IA | Reciprocating Engine |  | 400 | Unknown |  | 2014-10-21 |  | 2012-07-19 | Open
AC | New Hanover | Food Lion #1406 |  | Distribution |  |  | Diesel | Non-Residential | Unknown | Wilmington | NC | 28411 | Approved |  | PEC Carolinas |  | Pending IA | Reciprocating Engine |  | 400 | Unknown |  | 2014-10-21 |  | 2012-07-19 | Open
AC | Pender | Food Lion #2116 |  | Distribution |  |  | Diesel | Non-Residential | Unknown | Rocky Point | NC | 28457 | Approved |  | PEC Carolinas |  | Pending IA | Reciprocating Engine |  | 400 | Unknown |  | 2014-10-21 |  | 2012-07-19 | Open
AC | Craven | Food Lion #2556 |  | Distribution |  |  | Diesel | Non-Residential | Unknown | New Bern | NC | 28560 | Approved |  | PEC Carolinas |  | Pending IA | Reciprocating Engine |  | 400 | Unknown |  | 2014-10-21 |  | 2012-07-19 | Open
AC | Kershaw | Food Lion #2629 |  | Distribution |  |  | Diesel | Non-Residential | Unknown | Elgin | NC | 29045 | Approved |  | PEC Carolinas |  | Pending IA | Reciprocating Engine |  | 400 | Unknown |  | 2014-10-21 |  | 2012-07-19 | Open
AC | New Hanover | Food Lion #909 |  | Distribution |  |  | Diesel | Non-Residential | Unknown | Wilmington | NC | 28412 | Approved |  | PEC Carolinas |  | Pending IA | Reciprocating Engine |  | 350 | Unknown |  | 2014-10-21 |  | 2012-07-19 | Open
DC |  | Evans Landscaping | 240 Delta | Distribution | two hundred sixteen Mage Powertec Plus 235W Solar Modules | 50.76 | Solar | Non-Residential | 3652 Roundbottom Rd | Cincinnati | OH | 45244 | Approved | Rider NM - Net Metering Rider - OH | OH/KY | 2012-09-06 | Connected | Photovoltaic |  | 42 | North | 3-phase | 2012-08-10 |  | 2012-08-10 | Executed
DC | Aurora | Evelyn Fryman | 120/240 | Distribution | twelve 250-W Axitec AC-250P/156-60S solar panels | 3 | Solar | Residential | 13316 Sunset Dr. | Dillsboro | IN | 47018 | Approved | Net Metering - Standard Contract Rider No. 57 | IN | 2014-08-06 | Connected | Photovoltaic |  | 3 | Northern | Single | 2014-06-09 |  | 2014-06-09 | Executed
DC | Buncombe | Evergreen Landscaping Services, Inc. | 120/240 | Distribution |  | 3.84 | Solar | Non-Residential | 260 Dula Springs Road | Weaverville | NC | 28787 | Approved | NC NM-Net Metering for Renewable Energy Facilities | PEC Carolinas | 2014-12-18 | Connected | Photovoltaic |  | 3.84 | Western | Single | 2014-09-22 |  | 2014-09-22 | Executed
DC | Wake | Exhibit Court Solar, LLC |  | Distribution | Trina TSM-245 PA05 | 500 | Solar | Non-Residential | 7521 Exhibit Court | Raleigh | NC | 27617 | Approved | NC CSP27-Cogeneration and Small Power Producer-Sell All | PEC Carolinas | 2013-07-31 | Connected | Photovoltaic |  | 452.76 | Northern |  | 2014-10-21 |  | 2013-02-13 | Executed
DC | Campbell | Experimental Holdings | 120/240 | Distribution | One hundred seventy-six 250-W Canadian Solar modules | 44 | Solar | Non-Residential | 818 Monmouth | Newport | KY | 41701 | Approved | Rider NM - Net Metering Rider - KY | OH/KY | 2014-04-01 | Connected | Photovoltaic |  | 36 | North | Single | 2014-04-14 |  | 2014-04-28 | Executed
DC |  | Extra Space Management, Inc.-NM Hamilton Ave | 120/240 | Distribution | 508 (220 Watt) Suntech STP 225-20/Wd | 111.76 | Solar | Non-Residential | 8100 Hamilton Ave | Cincinnati | OH | 45231 | Approved | Rider NM - Net Metering Rider - OH | OH/KY | 2012-06-25 | Connected | Photovoltaic |  | 99.79 | South | Single | 2012-05-01 |  | 2012-05-01 | Executed
DC |  | Extra Space Management, Inc.-NM Elliott Dr | 120/240 | Distribution | 360 (220 Watt) Suntech STP220-20/Wd | 79.2 | Solar | Non-Residential | 909 Elliott Drive | Middletown | OH | 45044 | Approved | Rider NM - Net Metering Rider - OH | OH/KY | 2012-06-25 | Connected | Photovoltaic |  | 68.4 | South | Single | 2012-05-01 |  | 2012-05-01 | Executed
DC |  | Extra Space Management, Inc | 120/240 | Distribution | 484 (225 Watt) Trina TSM-225PA05 | 108.9 | Solar | Non-Residential | 101 Glendale Milford Rd | Cincinnati | OH | 45215 | Approved | Rider NM - Net Metering Rider - OH | OH/KY | 2012-06-25 | Connected | Photovoltaic |  | 101.025 | South | Single | 2012-05-01 |  | 2012-05-01 | Executed
DC | Wake | Foster Park LLC | 120/240 | Distribution | QTY 60 LG MonoX 280 Watt Panels | 16.8 | Solar | Non-Residential | 9020 White Oak Rd | Garner | NC | 27529 | Pending | NC NM-Net Metering for Renewable Energy Facilities | PEC Carolinas |  | Pending | Photovoltaic |  | 15 | Northern | 3-phase | 2015-03-10 |  | 2015-03-10 | Open
DC | Johnston | Four Oaks Solar LLC |  | Distribution | Qty 15,166 Canadian Solar CS6X-300P | 4549.8 | Solar | Non-Residential | US Hwy 301 S | Four Oaks | NC | 27524 | Pending |  | PEC Carolinas |  | Pending | Photovoltaic |  | 5908.831 | Unknown | 3-phase | 2014-10-26 |  | 2014-09-11 | Open
DC | Moore | Foxfire Farm, LLC |  | Distribution | Canadian Solar, CS6X Qty-21,660 |  | Solar | Non-Residential | 361 Hoffman Road | West End | NC | 27376 | Approved | NC CSP29-Cogeneration and Small Power Producer-Sell All | PEC Carolinas |  | Under Construction | Photovoltaic |  | 4998 | Southern | 3-phase | 2014-10-21 |  | 2013-12-18 | Open
DC |  | Foxtrot Solar Farm |  | Distribution | Qty 22080 310W Canadian Solar CS6X-P Solar Panels | 6844.8 | Solar | Non-Residential | Whiteville Rd | Lumberton | NC | 28358 | On Hold |  | PEC Carolinas |  | Pending | Photovoltaic |  | 5040 | Unknown | 3-phase | 2015-04-02 |  | 2015-04-02 | Open
DC |  | Extra Space Management Inc.-NM Wooster | 120/240 | Distribution | 396 (290 Watt) Motech IM72 MTPVp-290-MSC | 114.84 | Solar | Non-Residential | 5700 Wooster Rd. | Cincinnati | OH | 45227 | Approved | Rider NM - Net Metering Rider - OH | OH/KY | 2012-06-25 | Connected | Photovoltaic |  | 101.4 | South | Single | 2012-06-14 |  | 2012-06-14 | Executed
DC | Henderson | R C Wise |  | Distribution | 1 Westinghouse Solar AC-190 Panel | 0.19 | Solar | Residential | 290 Maple Swamp Rd | Horse Shoe | NC | 28742 | Approved | NM-NC Net Metering | Carolinas | 2013-10-16 | Connected | Photovoltaic |  | 0.19 | Southern | Single | 2013-07-02 | 2013-10-10 | 2013-08-13 | Executed
DC | MONROE | FRANCES M KLINGER | 120/240 |  | eighteen 120-W Evergreen Solar EC120 solar panels | 2.16 | Solar | Residential | 2113 SUSIE ST | BLOOMINGTON | IN | 47401 | Approved | Net Metering - Standard Contract Rider No. 57 | IN | 2007-07-31 | Connected | Photovoltaic |  | 2.16 | Soutwest | Single |  |  |  | Executed
DC | Buncombe | Ezra Root Kirbach | 120/240 | Distribution | Qty 13 (285 Watt) LG285N1C | 3.71 | Solar | Residential | 617 Marietta St | Asheville | NC | 28803 | Approved | NC NM-Net Metering for Renewable Energy Facilities | PEC Carolinas | 2014-01-14 | Connected | Photovoltaic |  | 3 | Western | Single | 2013-10-31 |  | 2013-10-31 | Executed
DC | Wake | F & D Huebner |  | Distribution |  | 30 | Solar | Non-Residential | 52 Glen Rd. | Garner | NC | 27529 | Approved | Negotiated (NC) | PEC Carolinas | 2010-12-31 | Connected | Photovoltaic |  | 24 | Unknown |  | 2014-10-21 |  | 2010-11-01 | Executed
DC | Mecklenburg | R B Sandiford | 120/240 | Distribution | Qty 14 Sunmodule Solarworld 250W | 3.5 | Solar | Residential | 2008 Lombardy Cir | Charlotte | NC | 28203 | Approved | NM-NC Net Metering | Carolinas | 2014-09-12 | Connected | Photovoltaic |  | 4.545 | Central | Single | 2014-08-18 | 2014-09-10 | 2014-08-18 | Executed
DC | Pinellas | F Lawrence Putnam | 120/240 | Distribution | Qty 23 Solar World 315W Solar Panels | 7.24 | Solar | Residential | 1715 Mariner Way | Tarpon Springs | FL | 34689 | Approved | NM-FL Net Metering | FL | 2015-03-31 | Connected | Photovoltaic |  | 6.15 | South Coastal | Single | 2015-03-27 |  | 2015-03-27 | Executed
DC | Mecklenburg | Quentin M Lee | 120/240 | Distribution | Qty 4 (250 Watt) Renesola Virtus II Solar Module JC250M-24/Bbh | 1 | Solar | Residential | 4206 Quinn Dr | Charlotte | NC | 28269 | Approved | NM-NC Net Metering | Carolinas | 2014-12-05 | Connected | Photovoltaic |  | 0.86 | Central | Single | 2014-09-19 | 2014-11-21 | 2014-09-19 | Executed
DC | Buncombe | Fairview Animal Hospital | 120/240 | Distribution | QTY 30 Sunmodule 275 Modules | 8.75 | Solar | Non-Residential | 867 Charlotte HWY # A | Fairview | NC | 28730 | Approved | NC NM-Net Metering for Renewable Energy Facilities | PEC Carolinas | 2014-12-16 | Connected | Photovoltaic |  | 7.7 | Western | Single | 2014-10-31 |  | 2014-10-31 | Executed
DC |  | Faith Bryan | 120/240 | Distribution | twelve 190-W Mitsubishi Electric PV-TD190MF5 solar panels | 2.28 | Solar | Residential | 821 Floral Ave | Terrace Park | OH | 45174 | Approved | Rider NM - Net Metering Rider - OH | OH/KY | 2011-05-24 | Connected | Photovoltaic |  | 2.28 | South | Single | 2011-05-11 |  | 2011-05-11 | Executed
DC | Orange | Farrington Farm, LLC |  | Distribution |  | 1100 | Solar | Non-Residential | 2835 Farrington Point Road | Chapel Hill | NC | 27517 | Approved | Negotiated (NC) | PEC Carolinas | 2012-04-12 | Connected | Photovoltaic | Strata-Farrington Payment redirect to Farrington Solar Farm, LLC | 1000 | Unknown |  | 2014-10-21 |  | 2011-10-04 | Executed
DC | Orange | Fatima Novak |  | Distribution |  | 8.32 | Solar | Residential | 6112 HUCKLEBERRY AVE | ORLANDO | FL | 32819 | Approved | NM-FL Net Metering | FL | 2012-09-21 | Connected | Photovoltaic |  | 7.072 | South Central |  | 2014-09-10 |  |  | Executed
DC | Groveland | Faye Hylton | 120/240 | Distribution |  | 7.5 | Solar | Residential | 155 BALMY COAST RD, SOLAR POWER | Groveland | FL | 34736 | Approved | NM-FL Net Metering | FL | 2014-12-11 | Connected | Photovoltaic |  | 6.38 | South Central | Single | 2014-12-15 |  | 2014-12-15 | Executed
DC | FRANKLIN | Faye M Gibson |  | Distribution |  | 4.92 | Solar | Residential | 246 Atlantic Ave *HSE, BEH Rancho Motel | Apalachiocola | FL | 32320 |  | NM-FL Net Metering | FL | 2014-08-18 | Connected | Photovoltaic |  | 4.182 | North Coastal | Single |  |  |  | Executed
DC |  | Faye Schmid | 120/240 | Distribution | ninety-six 230-W Jinko JKM-230P-60 solar panels | 22.08 | Solar | Residential | 3 Allison Ct | Williamsburg | OH | 45176 | Approved | Rider NM - Net Metering Rider - OH | OH/KY | 2013-08-02 | Connected | Photovoltaic |  | 20 | East | Single | 2013-07-02 |  | 2013-07-02 | Executed
DC | Brown | Fayetteville Perry Local School District - High School/Middle School | 480Y/277 | Distribution | QTY 2266 Hareon 295 Solar Panels | 668.47 | Solar | Non-Residential | 501 Apple S | Fayetteville | OH | 45118 | Approved | Rider NM - Net Metering Rider - OH | OH/KY | 2014-09-18 | Connected | Photovoltaic |  | 600 | East | 3-phase | 2014-04-04 |  | 2014-04-04 | Executed
DC | Mecklenburg | Queens University of Charlotte | 12,470Y/7,200 | Distribution | (198) Suniva 265-60-4-100w Panels | 52.47 | Solar | Non-Residential | 1900 Selwyn Ave | Charlotte | NC | 28207 | Approved | SCG-NC Small Customer Generator Rider | Carolinas | 2013-02-26 | Connected | Photovoltaic |  | 52.47 | Central | 3-phase | 2012-06-12 | 2013-02-19 | 2012-06-12 | Executed
DC | Volusia | Felipe Campos | 120/240 | Distribution | Qty 22 SW275Watts, Solar panels | 6.05 | Solar | Residential | 1567 Ferendina Dr | Deltona | FL | 32725 | Approved | NM-FL Net Metering | FL | 2015-05-11 | Connected | Photovoltaic |  | 5.14 | North Central | Single | 2015-05-05 |  | 2015-05-05 | Executed
DC | Marion | Ferdinando Flori | 120/240 | Distribution |  | 7.65 | Solar | Residential | 1117 FIESTA KEY CIR | Lady Lake | FL | 32159 | Approved | NM-FL Net Metering | FL | 2014-12-10 | Connected | Photovoltaic |  | 6.5 | North Coastal | Single | 2014-12-15 |  | 2014-12-15 | Executed
DC | Mecklenburg | Public Library of Charlotte & Meck. County | 120/240 | Distribution |  | 33.12 | Solar | Non-Residential | 2412 Beatties Ford Road | Charlotte | NC | 28216 | Approved | PP-N NC - Non-Hydroelectric Qualifying Facilities | Carolinas | 2011-05-05 | Connected | Photovoltaic | Beatties Ford Library PV Installation | 33.12 | Central | Single | 2011-05-16 |  | 2011-03-23 | Executed
DC | Orange | Fernando Colon | 120/240 | Distribution | Renasol 7000 | 7 | Solar | Residential | 14325 BENDING BRANCH CT | Orlando | FL | 32824 | Approved | NM-FL Net Metering | FL | 2014-11-18 | Connected | Photovoltaic |  | 5.95 | South Central | Single | 2014-11-11 |  | 2014-11-11 | Executed
DC | Seminole | Filutowski Eye Inst Inc |  | Distribution |  | 40.32 | Solar | Non-Residential | 1070 GREENWOOD BLVD | Lake Mary | FL | 32746 | Approved | NM-FL Net Metering | FL | 2012-07-27 | Connected | Photovoltaic |  | 34.272 | North Central |  | 2014-09-10 |  |  | Executed
DC | Wake | First Citizens Bank & Trust Company (Northern Array) |  | Distribution |  | 565 | Solar | Non-Residential | 100 E Tryon Road | Raleigh | NC | 27603 | Approved | NC CSP27-Cogeneration and Small Power Producer-Sell All | PEC Carolinas | 2012-07-19 | Connected | Photovoltaic |  | 565 | Unknown |  | 2014-10-21 |  | 2012-05-30 | Executed
DC | Wake | First Citizens Bank & Trust Company (Southern Array) |  | Distribution |  | 1139 | Solar | Non-Residential | 100 E Tryon Road | Raleigh | NC | 27603 | Approved | NC CSP27-Cogeneration and Small Power Producer-Sell All | PEC Carolinas | 2012-07-19 | Connected | Photovoltaic |  | 1139 | Unknown |  | 2014-10-21 |  | 2012-05-30 | Executed
DC | LAKE | First First Green Bank |  | Distribution |  | 10 | Solar | Residential | 1391 CITRUS TOWER BLVD | CLERMONT | FL | 34711 | Approved | NM-FL Net Metering | FL | 2013-07-05 | Connected | Photovoltaic |  | 8.5 | South Central |  | 2014-09-10 |  |  | Executed
DC | Pinellas | Frank Christian |  | Distribution |  | 6.12 | Solar | Residential | 5632 ESSEX CT | Palm Harbor | FL | 34685 | Approved | NM-FL Net Metering | FL | 2012-06-28 | Cancelled | Photovoltaic |  | 5.202 | South Coastal |  | 2014-09-10 |  |  | Cancelled
DC | JEFFERSON | FRANK W HARE MD | 120/240 |  | nine 225-W SunPower SPR-225-BLK solar modules | 2.03 | Solar | Residential | 400 THOMAS HILL RD | MADISON | IN | 47250 | Approved | Net Metering - Standard Contract Rider No. 57 | IN | 2008-08-26 | Connected | Photovoltaic |  | 2.025 | Southeast | Single |  |  |  | Executed
DC | Lake | First Green Bank - NonRes |  | Distribution |  | 14.4 | Solar | Non-Residential | 18251 US HIGHWAY 441, | EUSTIS | FL | 32726 | Approved | NM-FL Net Metering | FL | 2011-08-18 | Connected | Photovoltaic |  | 12.24 | North Central |  | 2014-09-10 |  |  | Executed
DC | Durham | Product Recovery Management, Inc | 480Y/277 | Distribution | Qty 972 Canadian Solar 310P Solar Panels | 301.32 | Solar | Non-Residential | 100 22nd St | Durham | NC | 27703 | Approved | NM-NC Net Metering | Carolinas | 2014-11-14 | Connected | Photovoltaic |  | 391.31 | Northern | Single | 2014-07-28 | 2014-10-21 | 2014-07-28 | Executed
DC | ORANGE | Fitrina Senanayake |  | Distribution |  | 11 | Solar | Residential | 586 BOHANNON BLVD | ORLANDO | FL | 32824 | Approved | NM-FL Net Metering | FL | 2013-12-04 | Connected | Photovoltaic |  | 9.35 | South Central |  | 2014-09-10 |  |  | Executed
DC | Buncombe | Frank Russo | 120/240 | Distribution | qty 16 SolarWorld Sunmodule SW 285 PV Modules | 4.56 | Solar | Non-Residential | 68 Pinedale Rd | Asheville | NC | 28805 | Pending | NC NM-Net Metering for Renewable Energy Facilities | PEC Carolinas |  | Pending | Photovoltaic |  |  | Western | Single | 2015-06-05 |  | 2015-06-05 | Open
DC |  | FL Dept Military Affairs, DBA National Guard Armory-NM | 208Y/120 | Distribution | Qty 56 (260 Watt) Suniva OPT 260 Solar Panels | 14.56 | Solar | Non-Residential | 435 S Airport Rd | Lake Wales | FL | 33859 | Approved | NM-FL Net Metering | FL | 2015-04-28 | Connected | Photovoltaic |  | 12.376 | South Central | 3-phase | 2015-03-10 |  | 2015-03-10 | Executed
DC | Buncombe | Frank Southecorvo |  |  |  | 3.93 | Solar | Residential | 20 Friendly Hollow Road | Asheville | NC | 28806 | Approved | NC NM-Net Metering for Renewable Energy Facilities | PEC Carolinas | 2010-08-12 | Connected | Photovoltaic |  | 3.14 | Northern |  | 2012-10-18 |  |  | Executed
DC | Alachua | Fl Heritage Books Inc |  | Distribution |  | 18.24 | Solar | Non-Residential | 106 NE US HIGHWAY 441 *UNIT A | Micanopy | FL | 32667 | Approved | NM-FL Net Metering | FL | 2011-06-29 | Connected | Photovoltaic |  | 15.504 | North Coastal |  | 2014-09-10 |  |  | Executed
DC | Buncombe | Flat Creek Land & Building Company, Inc. |  | Distribution |  | 24 | Solar | Non-Residential | 150 Mountain Valley Road | Weaverville | NC | 28787 | Approved | NC CSP29-Cogeneration and Small Power Producer-Sell All | PEC Carolinas | 2010-04-16 | Connected | Photovoltaic |  | 19 | Unknown |  | 2014-10-21 |  | 2009-11-19 | Executed
DC | Pinellas | Floor Color Center Inc |  | Distribution |  | 10 | Solar | Non-Residential | 100 PATRICIA AVE | DUNEDIN | FL | 34698 | Approved | NM-FL Net Metering | FL | 2014-03-06 | Connected | Photovoltaic |  | 8.5 | South Coastal |  | 2014-09-10 |  |  | Executed
DC | PASCO | Florence Bruey |  | Distribution |  | 2.04 | Solar | Residential | 7457 MULLIGAN CT | PORT RICHEY | FL | 34668 | Approved | NM-FL Net Metering | FL | 2014-05-20 | Connected | Photovoltaic |  | 1.734 | South Coastal |  | 2014-09-10 |  |  | Executed
DC | Pinellas | Florence Search |  | Distribution |  | 5.25 | Solar | Residential | 6569 Tanglewood DR NE | St Petersburg | FL | 33702 | Approved | NM-FL Net Metering | FL | 2008-12-31 | Connected | Photovoltaic |  | 4.463 | South Coastal |  | 2014-09-10 |  |  | Executed
DC | Rowan | Preston Alan Jones | 120/240 | Distribution | Qty 18 LG 300W Solar Panels | 5.4 | Solar | Residential | 618 Milford Hills Rd | Salisbury | NC | 28144 | Approved | NM-NC Net Metering | Carolinas | 2015-03-03 | Connected | Photovoltaic |  | 4.32 | Central | Single | 2015-01-05 | 2015-02-24 | 2015-01-05 | Executed
DC | Mecklenburg | Prabhu Damodharan | 120/240 | Distribution | Qty 25 SunPowerE19/320watts, solar panels | 8 | Solar | Residential | 3505 Deborah Dr | Charlotte | NC | 28270 | Approved | NM-NC Net Metering | Carolinas | 2015-06-12 | Connected | Photovoltaic |  | 7.6 | Central | Single | 2015-05-14 | 2015-06-12 | 2015-05-14 | Executed
DC | Clermont | Floyd Roberts | 120/240 | Distribution | thirty-two 285-W Silevo Triex U285 solar panels | 9.12 | Solar | Residential | 2124 Laurel Point Isabel Rd | Moscow | OH | 45153 | Approved | Rider NM - Net Metering Rider - OH | OH/KY | 2015-05-28 | Connected | Photovoltaic |  | 7.6 | South | Single | 2015-04-30 |  | 2015-04-30 | Executed
DC | Clermont | Floyd Roberts- Non-Residential | 120/240 | Distribution | One hundred and seventeen 240w TrinaSolar Panels | 28.08 | Solar | Non-Residential | 125 Dickinson | New Richmond | OH | 45157 | Approved | Rider NM - Net Metering Rider - OH | OH/KY | 2011-08-04 | Connected | Photovoltaic |  | 27 | South | Single | 2011-07-13 |  | 2011-07-13 | Executed
DC | Clermont | Floyd Roberts | 120/240 | Distribution | Solar Add on: Twelve 230 Watt Trina Solar Panels | 2.76 | Solar | Residential | 121 Dickinson Misc: F | New Richmond | OH | 45157 | Approved | Rider NM - Net Metering Rider - OH | OH/KY | 2012-01-04 | Connected | Photovoltaic |  | 7.28 | East | Single | 2012-01-03 |  | 2012-01-03 | Executed
DC | Haywood | FLS Solar 10, LLC |  | Distribution |  | 550 | Solar | Non-Residential | 1155 Incinerator Road | Canton | NC | 28716 | Approved | Negotiated (NC) | PEC Carolinas | 2009-11-12 | Connected | Photovoltaic | Blue Ridge Paper (Evergreen Packaging) landfill | 440 | Unknown |  | 2014-10-21 |  | 2009-10-23 | Executed
DC | Franklin | Franklinton Solar, LLC |  | Distribution |  |  | Solar | Non-Residential | Unknown | Franklinton | NC | 27525 | Approved |  | PEC Carolinas |  | Pending | Photovoltaic |  | 5000 | Unknown |  | 2014-10-21 |  | 2014-06-20 | Open
DC | Wake | FLS Owner 80, LLC |  | Distribution |  | 1800 | Solar | Non-Residential | Unknown | Apex | NC | 27512 | Approved | NC CSP27-Cogeneration and Small Power Producer-Sell All | PEC Carolinas | 2012-12-17 | Connected | Photovoltaic | Town of Cary Water Reclamation | 1500 | Unknown |  | 2014-10-21 |  | 2011-12-19 | Executed
DC | Haywood | FLS Owner II, LLC |  | Distribution |  | 100 | Solar | Non-Residential | 185 Freedlander Drive | Clyde | NC | 28721 | Approved | NC CSP27-Cogeneration and Small Power Producer-Sell All | PEC Carolinas | 2012-09-19 | Connected | Photovoltaic | Haywood CC | 77 | Unknown |  | 2014-10-21 |  | 2011-09-09 | Executed
DC | Orange | Prabhavati & Michael Fernandes | 120/240 | Distribution | Qty 18 (335 Watt) SunPower SPR-X21-335-BLK | 6.03 | Solar | Residential | 114 Milton Ave | Chapel Hill | NC | 27514 | Approved | NM-NC Net Metering | Carolinas | 2014-01-21 | Connected | Photovoltaic |  | 5 | Northern | Single | 2013-10-02 | 2014-01-17 | 2013-10-02 | Executed
DC | Buncombe | FLS Solar 10, LLC |  | Distribution |  | 80 | Solar | Non-Residential | 28 Schenck Parkway, Building 2B | Asheville | NC | 28803 | Approved | Negotiated (NC) | PEC Carolinas | 2010-08-30 | Connected | Photovoltaic |  | 66 | Unknown |  | 2014-10-21 |  | 2010-07-27 | Executed
DC | Robeson | FLS Solar 100, LLC |  | Distribution |  | 5078 | Solar | Non-Residential | 741 Marion State Road | Fairmont | NC | 28340 | Approved | NC CSP27-Cogeneration and Small Power Producer-Sell All | PEC Carolinas | 2013-12-10 | Connected | Photovoltaic |  | 4000 | Unknown |  | 2014-10-21 |  | 2012-11-05 | Executed
DC | Richmond | FLS Solar 110, LLC |  | Distribution |  | 2000 | Solar | Non-Residential | I 73/74 and Crawford Road | Ellerbe | NC | 28338 | Approved | NC CSP27-Cogeneration and Small Power Producer-Sell All | PEC Carolinas | 2013-12-11 | Connected | Photovoltaic |  | 1990 | Unknown |  | 2014-10-21 |  | 2012-11-29 | Executed
DC | Robeson | FLS Solar 170, LLC |  | Distribution | Jinko Solar 295P- Qty 72 | 2622 | Solar | Non-Residential | 202 Taylor Drive Lumberton NC 28358 | Lumberton | NC | 28358 | Approved | NC CSP29-Cogeneration and Small Power Producer-Sell All | PEC Carolinas | 2014-08-28 | Connected | Photovoltaic |  | 1990 | Southern | 3-phase | 2014-10-21 |  | 2013-02-07 | Executed
DC | Volusia | Fred T Colton |  | Distribution |  | 3.15 | Solar | Residential | 1594 Lincolnshire Dr | Deland | FL | 32746 | Approved | NM-FL Net Metering | FL | 2011-01-07 | Cancelled | Photovoltaic |  | 2.678 | North Central |  | 2014-09-10 |  |  | Cancelled
DC | Wake | FLS Solar 20, LLC |  | Distribution |  | 249 | Solar | Non-Residential | 120 W. Edenton St. | Raleigh | NC | 27603 | Approved | Negotiated (NC) | PEC Carolinas | 2012-01-14 | Connected | Photovoltaic |  | 204 | Unknown |  | 2014-10-21 |  | 2012-05-30 | Executed
DC | Wake | FLS Solar 20, LLC |  | Distribution |  | 99 | Solar | Non-Residential | 120 W. Edenton St. | Raleigh | NC | 27603 | Approved | Negotiated (NC) | PEC Carolinas | 2011-10-14 | Connected | Photovoltaic |  | 81 | Unknown |  | 2014-10-21 |  | 2011-06-22 | Executed
DC | Wake | FLS Solar 20, LLC |  | Distribution |  | 10.4 | Solar | Non-Residential | 120 W. Edenton St. | Raleigh | NC | 27603 | Approved | Negotiated (NC) | PEC Carolinas | 2009-12-22 | Connected | Photovoltaic |  | 8.528 | Unknown |  | 2014-10-21 |  |  | Executed
DC | Robeson | FLS Solar 200 |  | Distribution | Jinko JKM295P Qty-72 |  | Solar | Non-Residential | 3295 Old Whiteville Road | Lumberton | NC | 28358 | Approved | NC CSP29-Cogeneration and Small Power Producer-Sell All | PEC Carolinas | 2014-10-31 | Connected | Photovoltaic |  | 4320 | Eastern | 3-phase | 2014-10-21 |  | 2013-02-18 | Executed
DC | Duplin | FLS Solar 230, LLC |  | Distribution |  |  | Solar | Non-Residential | Unknown | Albertson | NC | 28508 | Approved | NC CSP29-Cogeneration and Small Power Producer-Sell All | PEC Carolinas | 2015-05-19 | Connected | Photovoltaic |  | 4800 | Unknown |  | 2014-10-21 |  | 2013-08-14 | Executed
DC | Pickens | Powdersville Water District - NM | 120/240 | Distribution |  | 6.58 | Solar | Non-Residential | 1719 Circle Rd | Easley | SC | 29642 | Approved | NM-SC Net Metering | Carolinas | 2010-09-24 | Connected | Photovoltaic |  | 6.58 | Southern | Single | 2011-04-07 |  | 2010-09-10 | Executed
DC | Orange | Portia Christenson | 120/240 | Distribution | qty 23 REC 260 w PV modules | 5.98 | Solar | Residential | 9112 Bent Tree Ln | Chapel Hill | NC | 27516 | Approved | NM-NC Net Metering | Carolinas | 2015-03-31 | Connected | Photovoltaic |  | 5.98 | Northern | Single | 2015-03-03 | 2015-03-26 | 2015-03-03 | Executed
DC | Spartanburg | Pieter Groot | 120/240 | Distribution | QTY 14 Sun Power 335 X-Series Solar Panels | 4.69 | Solar | Residential | 1005 Meander Ln | Spartanburg | SC | 29302 | Approved | NM-SC Net Metering | Carolinas | 2014-01-13 | Connected | Photovoltaic |  | 5 | Southern | Single | 2013-12-09 | 2014-01-10 | 2013-12-13 | Executed
DC | Durham | Pierre Gingue | 120/240 | Distribution | QTY 32 REC 255 Peak Energy BLK Series | 8.16 | Solar | Residential | 3220 Blis Trl | Stem | NC | 27581 | Approved | NM-NC Net Metering | Carolinas | 2014-12-16 | Connected | Photovoltaic |  | 7.6 | Northern | Single | 2014-11-11 | 2014-12-16 | 2014-11-11 | Executed
DC | Lake | Frances Frantz |  | Distribution |  | 10.35 | Solar | Residential | 26515 SAVAGE CIR | Howey in the Hills | FL | 34737 | Approved | NM-FL Net Metering | FL | 2009-06-10 | Connected | Photovoltaic |  | 8.798 | South Central |  | 2014-09-10 |  |  | Executed
DC | Lake | Frances Gonzalez | 120/240 | Distribution | Qty 20 SW280-Solar Panels | 5.6 | Solar | Residential | 269 Giovani Blvd | Clermont | FL | 34711 | Approved | NM-FL Net Metering | FL | 2015-02-13 | Connected | Photovoltaic |  | 4.76 | South Central | Single | 2015-02-03 |  | 2015-02-03 | Executed
DC | Jackson | Pierre Burke | 120/240 | Distribution |  | 9.87 | Solar | Residential | 306 Hawk Shadow TRL | Sylva | NC | 28779 | Approved | PP-N NC - Non-Hydroelectric Qualifying Facilities | Carolinas | 2011-12-22 | Connected | Photovoltaic | Burke PV Installation | 9 | Southern | Single | 2011-11-22 |  | 2011-11-22 | Executed
DC | Guilford | Piedmont Triad Airport Authority - NM | 480Y/277 | Distribution |  | 1.8 | Solar | Non-Residential | 6415 Bryan Blvd | Greensboro | NC | 27409 | Approved | NM-NC Net Metering | Carolinas | 2010-12-14 | Connected | Photovoltaic |  | 1.8 | Northern | 3-phase | 2011-04-07 |  | 2010-08-19 | Executed
DC | Pinellas | Freehold Assets Management |  | Distribution |  | 0 | Solar | Non-Residential | 1217 N FORT HARRISON AVE *BLDG B | CLEARWATER | FL | 33755 | Approved | NM-FL Net Metering | FL | 2011-05-10 | Cancelled | Photovoltaic |  | 0.001 | South Coastal |  | 2014-09-10 |  |  | Cancelled
DC | Wayne | Freemont Farm, LLC |  | Distribution |  |  | Solar | Non-Residential | Unknown | Fremont | NC | 27830 | On Hold |  | PEC Carolinas |  | Pending | Photovoltaic |  | 5000 | Unknown |  | 2014-10-21 |  | 2013-08-26 | Open
DC | Gaston | Freemont Solar Center, LLC |  | Distribution | Qty 20983 Yingli 305W Solar Panels | 6399 | Solar | Non-Residential | NC Hwy 16 | Stanley | NC | 28164 | Approved | PP-N NC - Non-Hydroelectric Qualifying Facilities | Carolinas |  | Pending | Photovoltaic |  | 5000 | Central | 3-phase | 2014-10-27 |  | 2014-10-27 | Open
DC | Henry | Francine Delaney | 120/240 | Distribution | Eight 185 Watt Suntech Solar Panels | 1.48 | Solar | Residential | 303 Ross St | Fountain City | IN | 47341 | Approved | Net Metering - Standard Contract Rider No. 57 | IN | 2011-09-06 | Connected | Photovoltaic |  | 1.48 | Northern | Single | 2011-08-17 |  | 2011-08-17 | Executed
DC | Pinellas | Francis Borza |  | Distribution |  | 5.06 | Solar | Residential | 400 NORMANDY RD | ST PETERSBURG | FL | 33708 | Approved | NM-FL Net Metering | FL | 2012-07-18 | Connected | Photovoltaic |  | 4.301 | South Coastal |  | 2014-09-10 |  |  | Executed
DC | Yadkin | Fresh Air Energy II, LLC - Round Hill PV1 | 12,470Y/7,200 | Distribution | QTY: 23,331 Renesola 300 | 6993 | Solar | Non-Residential | 2852 Round Hill Rd. | Boonville | NC | 27011 | Pending | PP-N NC - Non-Hydroelectric Qualifying Facilities | Carolinas |  | Pending | Photovoltaic |  | 5000 | Northern | 3-phase | 2014-02-27 |  | 2014-02-27 | Open
|  | Fresh Air Energy II, LLC | [5 empty] | Non-Residential | 911 Manning Ave | Elon | NC | 27244 | Cancelled |  | PEC Carolinas |  | Cancelled | Photovoltaic |  |  | Southern |  |  |  |  | Cancelled
DC | Harnett | Fresh Air Energy II, LLC - Willoughby PV1 |  | Distribution | Canadian Solar CS6X-300M |  | Solar | Non-Residential | Unknown | Dunn | NC | 28334 | Approved |  | PEC Carolinas |  | Pending | Photovoltaic |  | 19990 | Eastern |  | 2014-10-21 |  | 2013-10-04 | Open
DC | Rowan | Phillip Costner | 120/240 | Distribution | Qty 12 (250 Watt) Mage Powertec Plus 250/6MNCS | 3 | Solar | Residential | 5640 Wildwood Dr | Salisbury | NC | 28146 | Approved | NM-NC Net Metering | Carolinas | 2012-12-05 | Connected | Photovoltaic |  | 2.58 | Central | Single | 2012-11-14 | 2012-12-04 | 2012-11-14 | Executed
DC | Catawba | Fresh Air Energy II, LLC- Old Catawba - Cancelled |  | Distribution | Canadian Solar CS6x-300M | 4536 | Solar | Non-Residential | Old Catawba Rd | Claremont | NC | 28610 | Cancelled | PP-N NC - Non-Hydroelectric Qualifying Facilities | Carolinas |  | Cancelled | Photovoltaic |  | 3500 | Central | 3-phase | 2013-07-17 |  | 2013-07-17 | Cancelled
DC | Davidson | Fresh Air Energy II, LLC- Old Linwood |  | Distribution | Qty 21600 (300 Watt) Canadian Solar, CS6X-300M | 6480 | Solar | Non-Residential | 1686 Old Linwood Rd | Lexington | NC | 27292 | Pending | PP-N NC - Non-Hydroelectric Qualifying Facilities | Carolinas |  | Pending | Photovoltaic |  | 5000 | Northern | 3-phase | 2013-07-17 |  | 2013-07-17 | Open
DC | Guilford | Phillip Blackwood | 120/240 | Distribution | Qty 11 275W LG Solar Panels | 3.03 | Solar | Residential | 5506 Traders Way | Greensboro | NC | 27407 | Approved | NM-NC Net Metering | Carolinas | 2014-07-21 | Connected | Photovoltaic |  | 2.329 | Northern | Single | 2014-07-07 | 2014-07-18 | 2014-07-07 | Executed
DC | Alamance | Fresh Air Energy II, LLC | 12,470Y/7,200 | Distribution | QTY: 21600 Rensola JC300M | 6480 | Solar | Non-Residential | 911 Manning Ave | Elon | NC | 27244 | Approved | PP-N NC - Non-Hydroelectric Qualifying Facilities | Carolinas |  | Pending | Photovoltaic |  | 5000 | Northern | 3-phase | 2014-01-31 |  | 2014-01-31 | Open
DC | Rockingham | Fresh Air Energy II, LLC- Yount |  | Distribution | Renesola JC300M-24/Ab | 5184 | Solar | Non-Residential | Yount Rd | Eden | NC | 27288 | Pending | PP-N NC - Non-Hydroelectric Qualifying Facilities | Carolinas |  | Pending | Photovoltaic |  | 4000 | Northern | 3-phase | 2013-07-17 |  | 2013-07-17 | Open
DC | LAKE | Francis Frech |  | Distribution |  | 6.25 | Solar | Residential | 187 BAYOU BEND RD, SOLAR POWER | GROVELAND | FL | 34736 | Approved | NM-FL Net Metering | FL | 2014-04-02 | Connected | Photovoltaic |  | 5.313 | South Central |  | 2014-09-10 |  |  | Executed
DC | Highlands | Francis Horn |  | Distribution |  | 4.95 | Solar | Residential | 5310 LIME RD | Sebring | FL | 33872 | Approved | NM-FL Net Metering | FL | 2009-06-18 | Connected | Photovoltaic |  | 4.208 | South Central |  | 2014-09-10 |  |  | Executed
DC | Transylvania | Phillip B. Caldwell | 120/240 | Distribution |  | 3.36 | Solar | Residential | 107 Tsula Ct | Brevard | NC | 28712 | Approved | PP-N NC - Non-Hydroelectric Qualifying Facilities | Carolinas | 2008-08-13 | Connected | Photovoltaic | Caldwell PV Installation | 3 | Southern | Single | 2011-04-07 |  | 2008-06-25 | Executed
DC | Catawba | Fresh Air Energy XV, LLC - Old Catawba |  | Distribution | Canadian Solar CS6x-300M | 4536 | Solar | Non-Residential | Old Catawba Rd | Claremont | NC | 28610 | Pending | PP-N NC - Non-Hydroelectric Qualifying Facilities | Carolinas |  | Pending | Photovoltaic |  | 3500 | Central | 3-phase | 2014-07-22 |  | 2014-07-22 | Open
DC | Greene | Fresh Air Energy XVI, LLC |  | Distribution |  |  | Solar | Non-Residential | Unknown | Snow Hill | NC | 28580 | Approved | NC CSP29-Cogeneration and Small Power Producer-Sell All | PEC Carolinas | 2015-04-30 | Under Construction | Photovoltaic |  | 5000 | Eastern |  | 2014-10-21 |  | 2013-04-29 | Open
DC | Randolph | Fresh Air Energy XXXI, LLC (Little River) |  | Distribution |  |  | Solar | Non-Residential | 1128 Little River Road | Asheboro | NC | 27205 | Approved | NC CSP29-Cogeneration and Small Power Producer-Sell All | PEC Carolinas |  | Under Construction | Photovoltaic |  | 5000 | Unknown |  | 2014-10-21 |  | 2014-04-01 | Open
DC | Orange | Fresh Air Energy, LLC- Mattress Factory |  | Distribution | 12756 Canadian Solar 300W Modules | 3826.8 | Solar | Non-Residential | 651 Mattress Factory Rd | Mebane | NC | 28312 | Pending | PP-N NC - Non-Hydroelectric Qualifying Facilities | Carolinas |  | Pending | Photovoltaic |  | 3000 | Northern | 3-phase | 2013-07-17 |  | 2013-07-17 | Open
DC | Guilford | Frieden Church Solar, LLC |  | Distribution | Qty 17100 Trinasolar TSM-PD14 305W Solar Panels | 5215.5 | Solar | Non-Residential | 6612 Frieden Church Rd | Gibsonville | NC | 27249 | Pending | PP-N NC - Non-Hydroelectric Qualifying Facilities | Carolinas |  | Pending | Photovoltaic |  | 4080 | Northern | 3-phase | 2015-03-18 |  | 2015-03-18 | Open
DC | Alamance | Friendship Solar LLC |  | Distribution |  | 6750 | Solar | Non-Residential | Friendship Rock Creek Rd | Snow Camp | NC | 27349 | Pending | PP-N NC - Non-Hydroelectric Qualifying Facilities | Carolinas |  | Pending | Photovoltaic |  | 5000 | Northern | 3-phase | 2014-09-24 |  | 2014-09-24 | Open
DC | Mecklenburg | Friendship Trays, Inc. | 208Y/120 | Distribution |  | 9.24 | Solar | Non-Residential | 2401 Distribution St., Unit A | Charlotte | NC | 28203 | Cancelled | PP-N NC - Non-Hydroelectric Qualifying Facilities | Carolinas | 2011-06-17 | Cancelled | Photovoltaic | Friendship Trays PV Installation | 8 | Central | 3-phase | 2011-05-16 |  | 2011-04-20 | Cancelled
DC | Orange | Francis Moore, Francis T |  | Distribution |  | 8.1 | Solar | Residential | 730 Bridgeway Blvd | Orlando | FL | 32828 | Approved | NM-FL Net Metering | FL | 2008-11-04 | Connected | Photovoltaic |  | 6.885 | North Central |  | 2014-09-10 |  |  | Executed
DC | Mecklenburg | Ayrshire Holdings, LLC | 44 KV | Transmission | QTY:91,800 REC 240PCE | 23619 | Solar | Non-Residential | Beaver Dam Church Rd | Shelby | NC | 28152 | Approved | Negotiated (NC) | Carolinas |  | Pending IA | Photovoltaic |  | 19360 | Central | 3-phase | 2013-11-18 |  | 2013-11-18 | Open
DC | Wake | G & W Equipment | 480Y/277 | Distribution | QTY 250 265W Q. PRO BFR-G3 255-265 Solar Panels | 66.25 | Solar | Non-Residential | 2424 Crabtree Blvd | Raleigh | NC | 27604 | Pending | NC NM-Net Metering for Renewable Energy Facilities | PEC Carolinas |  | Pending | Photovoltaic |  | 51 | Northern | 3-phase | 2015-05-19 |  | 2015-05-19 | Open
DC | Seminole | Franciscus A. Tunnissen | 120/240 | Distribution | Qty 32 SW275W Solar World- Solar Panels | 8.8 | Solar | Residential | 515 Queens Mirror Cir | Casselberry | FL | 32707 | Approved | NM-FL Net Metering | FL | 2015-01-30 | Connected | Photovoltaic |  | 7.48 | North Central | Single | 2015-01-27 |  | 2015-01-27 | Executed
DC | Highlands | Francoise Cottrell |  | Distribution |  | 9.75 | Solar | Residential | 219 S BEAR POINTE DR | Lake Placid | FL | 33852 | Approved | NM-FL Net Metering | FL | 2011-09-20 | Connected | Photovoltaic |  | 8.288 | South Central |  | 2014-09-10 |  |  | Executed
DC | Volusia | Frank Heitman |  | Distribution |  | 5.52 | Solar | Residential | 110 OAK HAVEN CIR | Deland | FL | 32720 | Approved | NM-FL Net Metering | FL | 2010-06-18 | Connected | Photovoltaic |  | 4.692 | North Central |  | 2014-09-10 |  |  | Executed
DC | Pinellas | Frank A Rockwell | 120/240 | Distribution | Renesola | 2 | Solar | Residential | 410 71ST AVE | St. Petersburg | FL | 33706 | Approved | NM-FL Net Metering | FL | 2014-10-23 | Connected | Photovoltaic |  | 1.7 | South Coastal | Single | 2014-10-22 |  | 2014-10-22 | Executed
DC |  | G Ignatius Ang | 120/240 |  | twelve 255-W Yingli EL255P-29b solar panels | 3.06 | Solar | Residential | 6541 Edwood Ave | Cincinnati | OH | 45224 | Pending | Rider NM - Net Metering Rider - OH | OH/KY |  | Pending | Photovoltaic |  | 3 | Central |  | 2015-06-17 |  | 2015-06-17 | Open
DC | Pinellas | Frank Sanna |  | Distribution |  | 10 | Solar | Residential | 1434 SAIL HARBOR CIR | Tarpon Springs | FL | 34689 | Approved | NM-FL Net Metering | FL | 2011-08-17 | Connected | Photovoltaic |  | 8.5 | South Coastal |  | 2014-09-10 |  |  | Executed
DC | Pinellas | Frank Sanna |  | Distribution |  | 11.73 | Solar | Residential | 1434 SAIL HARBOR CIR | Tarpon Springs | FL | 34689 | Approved | NM-FL Net Metering | FL | 2014-07-11 | Connected | Photovoltaic |  | 9.971 | South Coastal |  | 2014-09-10 |  |  | Executed
DC | Lake | Frank Arenas |  | Distribution |  | 2.7 | Solar | Residential | 2327 TAYLOR AVE | Coleman | FL | 33521 | Approved | NM-FL Net Metering | FL | 2009-12-07 | Connected | Photovoltaic |  | 2.295 | North Coastal |  | 2014-09-10 |  |  | Executed
DC | Hernando | Frank Orrow |  | Distribution |  | 2.09 | Solar | Residential | 3509 CELEBRATION DR | BROOKSVILLE | FL | 34604 | Approved | NM-FL Net Metering | FL | 2008-11-04 | Connected | Photovoltaic |  | 1.777 | North Coastal |  | 2014-09-10 |  |  | Executed
DC | Pasco | Frank Badala |  | Distribution |  | 5 | Solar | Residential | 7121 MOSS LEDGE RUN | LAND O LAKES | FL | 34637 | Approved | NM-FL Net Metering | FL | 2012-08-10 | Connected | Photovoltaic |  | 4.25 | South Coastal |  | 2014-09-10 |  |  | Executed
DC | Orange | Frank Mcintosh |  | Distribution |  | 5.76 | Solar | Residential | 1632 LINDZLU ST | Winter Garden | FL | 34787 | Approved | NM-FL Net Metering | FL | 2013-01-22 | Connected | Photovoltaic |  | 4.896 | South Central |  | 2014-09-10 |  |  | Executed
DC | Transylvania | Gail Blunt | 120/240 | Distribution |  | 2.8 | Solar | Residential | 208 Caroline Ln | Pisgah Forest | NC | 28768 | Approved | NM-NC Net Metering | Carolinas | 2011-12-02 | Superseded | Photovoltaic |  | 2.8 | Southern | Single | 2011-11-17 |  | 2011-11-17 | Superceded
DC | Pinellas | Frank D Petsch | 120/240 | Distribution |  | 3.3 | Solar | Residential | 9355 52ND WAY | Pinellas Park | FL | 33782 | Approved | NM-FL Net Metering | FL | 2014-11-25 | Connected | Photovoltaic |  | 2.81 | South Coastal | Single | 2014-11-24 |  | 2014-11-24 | Executed
DC | Lake | Frank Delvero | 120/240 | Distribution |  | 5.25 | Solar | Residential | 170 BAYOU BEND RD, SOLAR POWER | Groveland | FL | 34736 | Approved | NM-FL Net Metering | FL | 2014-12-19 | Connected | Photovoltaic |  | 4.46 | South Central | Single | 2014-12-21 |  | 2014-12-21 | Executed
DC | Pinellas | Frank Field |  | Distribution |  | 7.95 | Solar | Residential | 3891 14TH AVENUE SE | LARGO | FL | 33771 | Approved | NM-FL Net Metering | FL | 2013-11-24 | Connected | Photovoltaic |  | 6.758 | South Coastal |  | 2014-09-10 |  |  | Executed
DC | Lake | Frank Gonzalez |  | Distribution |  | 6.56 | Solar | Residential | 135 MADRONA DR | EUSTIS | FL | 32726 | Approved | NM-FL Net Metering | FL | 2011-07-11 | Connected | Photovoltaic |  | 5.576 | North Central |  | 2014-09-10 |  |  | Executed
DC | LAKE | Frank Heilig |  | Distribution |  | 4 | Solar | Residential | 4711 INDEPENDENCE TRL | LEESBURG | FL | 34748 | Approved | NM-FL Net Metering | FL | 2013-12-06 | Connected | Photovoltaic |  | 3.4 | South Central |  | 2014-09-10 |  |  | Executed
DC | Bladen | Gainey Solar |  | Distribution |  |  | Solar | Non-Residential | Unknown | Clarkton | NC | 28329 | Approved |  | PEC Carolinas |  | Under Construction | Photovoltaic |  | 2000 | Unknown |  | 2014-10-21 |  | 2014-02-20 | Open
DC |  | Gainey Solar, LLC |  | Distribution |  |  | Solar | Non-Residential | Unknown | Clinton | NC | 0 | Cancelled |  | PEC Carolinas |  | Cancelled | Photovoltaic |  | 1976 | Unknown |  | 2014-10-21 |  | 2012-10-26 | Cancelled
DC | LAKE | Frank Donegan |  | Distribution |  | 6.25 | Solar | Residential | 370 SALT MARSH LN, SOLAR PWR | GROVELAND | FL | 34736 | Approved | NM-FL Net Metering | FL | 2014-05-12 | Connected | Photovoltaic |  | 5.313 | South Central |  | 2014-09-10 |  |  | Executed
DC | POLK | Frank Thullbery |  | Distribution |  | 10.4 | Solar | Residential | 3900 S SCENIC HWY, ALTERNATE | LAKE WALES | FL | 33853 | Approved | NM-FL Net Metering | FL | 2013-09-18 | Connected | Photovoltaic |  | 8.84 | South Central |  | 2014-09-10 |  |  | Executed
DC | Cleveland | Gantts Grove Solar Farm LLC |  | Distribution | Qty 9,180 Renesola JC305M-24/Ab | 2799.9 | Solar | Non-Residential | 2046 Gants Grove Church Rd | Mooresboro | NC | 28114 | Pending | PP-N NC - Non-Hydroelectric Qualifying Facilities | Carolinas |  | Pending | Photovoltaic |  | 2000 | Central | 3-phase | 2015-02-06 |  | 2015-02-06 | Open
DC | HAMILTON | GARDNER PUBLICATIONS INC - NM | 3 phase |  | two hundred twenty 220-W Canadian Solar CS6P-220P solar modules | 48.4 | Solar | Non-Residential | 6915 VALLEY | CINCINNATI | OH | 45244 | Approved | Rider NM - Net Metering Rider - OH | OH/KY | 2011-03-15 | Connected | Photovoltaic |  | 48.4 | Central | 480Y/277 |  |  |  | Executed
DC | Sampson | Garland Farm, LLC |  | Distribution |  |  | Solar | Non-Residential | Unknown | Garland | NC | 28442 | Approved |  | PEC Carolinas |  | Pending | Photovoltaic |  | 4950 | Unknown |  | 2014-10-21 |  | 2014-05-30 | Open
DC |  | Garner Solar, LLC |  |  | 9,324 CS6X-300P Solar Panels | 2797 | Solar | Non-Residential | Creech Rd. | Garner | NC | 27529 | Cancelled |  | PEC Carolinas |  | Cancelled | Photovoltaic |  | 2400 | Unknown |  | 2015-06-08 |  | 2015-06-08 | Cancelled
DC | Franklin | Garnet Solar LLC |  | Distribution | Qty 21,660 Canadian Solar CS6X | 6498 | Solar | Non-Residential | Capital Blvd / US 1 Hwy | Franklinton | NC | 27525 | Cancelled |  | PEC Carolinas |  | Cancelled | Photovoltaic |  | 4800 | Unknown | 3-phase | 2014-12-22 |  | 2014-12-22 | Cancelled
DC | Randolph | Frank Sefcik | 120/240 | Distribution |  | 5.13 | Solar | Residential | 701 Westmont Drive | Asheboro | NC | 27203 | Approved | NC NM-Net Metering for Renewable Energy Facilities | PEC Carolinas | 2011-07-20 | Connected | Photovoltaic |  | 4.1 | Southern | Single | 2012-10-18 |  |  | Executed
DC | Pinellas | Frank Sanna |  | Distribution |  | 10 | Solar | Residential | 1449 N JASMINE AVENUE | TARPON SPRINGS | FL | 34689 | Approved | NM-FL Net Metering | FL | 2013-10-18 | Connected | Photovoltaic |  | 8.5 | South Coastal |  | 2014-09-10 |  |  | Executed
DC | Greenville | Phillip Allen | 120/240 | Distribution | QTY 8 Sunmodule Plus SW 270 Mono | 2.16 | Solar | Residential | 150 Mountain Brook TRL | Greenville | SC | 29609 | Approved | NM-SC Net Metering | Carolinas | 2014-09-10 | Connected | Photovoltaic |  | 1.72 | Southern | Single | 2014-08-19 | 2014-09-08 | 2014-08-19 | Executed
DC | Cherokee | Philip Thompson | 120/240 | Distribution | QTY 8 Canadian Solar CS6P-255 Solar Panels | 2.04 | Solar | Residential | 232 Old Detour Rd | Gaffney | SC | 29340 | Approved | NM-SC Net Metering | Carolinas | 2014-12-15 | Connected | Photovoltaic |  | 1.72 | Southern | Single | 2014-11-12 | 2014-11-24 | 2014-11-12 | Executed
DC |  | Frank Young | 120/240 | Distribution | Twenty-Three 245 Watt Lumos Solar Panels | 5.64 | Solar | Residential | Greenbriar Hills 12 1911 Wilton Ct | Bloomington | IN | 47401 | Approved | Net Metering - Standard Contract Rider No. 57 | IN | 2011-12-21 | Connected | Photovoltaic |  | 4.95 | Southern | Single | 2011-11-02 |  | 2011-11-02 | Executed
DC | Pinellas | Frank Yurasko | 120/240 | Distribution | Qty 4 (250 Watt) Q-Cell Pro-G3/250 Solar Panels | 1 | Solar | Residential | 7840 9th Ave S St | St Petersburg | FL | 33707 | Approved | NM-FL Net Metering | FL | 2015-02-17 | Connected | Photovoltaic |  | 0.85 | South Coastal | Single | 2015-02-09 |  | 2015-02-09 | Executed
DC | Rutherford | Philip E. Miner | 120/240 | Distribution |  | 3.68 | Solar | Residential | 454 Walker Store Rd | Ellenboro | NC | 28040 | Approved | SCG-NC Small Customer Generator Rider | Carolinas | 2011-09-30 | Connected | Photovoltaic |  | 3.68 | Southern | Single | 2011-08-19 |  | 2011-08-19 | Executed
DC | Lake | Frankie Brassard |  | Distribution |  | 3.2 | Solar | Residential | 856 SILVER OAK AVE | Lady Lake | FL | 32159 | Approved | NM-FL Net Metering | FL | 2012-08-03 | Connected | Photovoltaic |  | 2.72 | North Coastal |  | 2014-09-10 |  |  | Executed
DC | Brown | Frankie Stark | 120/240 | Distribution | twenty-five 255-W Mage PowerTec Plus 255/6L solar panels | 6.38 | Solar | Residential | 20336 Stark Rd | Fayetteville | OH | 45118 | Approved | Rider NM - Net Metering Rider - OH | OH/KY | 2015-01-16 | Connected | Photovoltaic |  | 5.95 | East | Single | 2014-12-19 |  | 2014-12-19 | Executed
DC | Franklin | Franklin Co Bd Of Co Comm |  | Distribution |  | 24.96 | Solar | Non-Residential | 33 MARKET ST, COURTHSE ANNEX | APALACHICOLA | FL | 32320 | Approved | NM-FL Net Metering | FL | 2012-05-04 | Connected | Photovoltaic |  | 21.216 | North Coastal |  | 2014-09-10 |  |  | Executed
DC | Franklin | Franklin Solar 2, LLC |  | Distribution |  | 2300 | Solar | Non-Residential | 2024 White Level Road | Louisburg | NC | 27549 | Approved | NC CSP27-Cogeneration and Small Power Producer-Sell All | PEC Carolinas | 2014-03-21 | Connected | Photovoltaic |  | 1900 | Unknown |  | 2014-10-21 |  | 2013-01-23 | Executed
DC | Franklin | Franklin Solar, LLC |  | Distribution |  | 2290 | Solar | Non-Residential | 151 Firetower Rd. | Louisburg | NC | 27549 | Approved | NC CSP27-Cogeneration and Small Power Producer-Sell All | PEC Carolinas | 2013-09-19 | Connected | Photovoltaic |  | 1990 | Unknown |  | 2014-10-21 |  | 2012-03-16 | Executed
DC | HOWARD | GARY ELLER | 120/240 |  | thirty 240-W Sharp solar panels | 7.2 | Solar | Residential | 9268 COUNTY ROAD 200 N W | KOKOMO | IN | 46901 | Approved | Net Metering - Standard Contract Rider No. 57 | IN | 2011-01-26 | Connected | Photovoltaic |  | 5.7 | North | Single |  |  |  | Executed
DC | HAMILTON | GARY HOLMBERTELSEN | single |  | twenty-four 235-W solar panels | 5.64 | Solar | Residential | 8033 LANCELOT DR | CINCINNATI | OH | 45244 | Approved | Rider NM - Net Metering Rider - OH | OH/KY | 2009-12-10 | Connected | Photovoltaic |  | 4.56 | Central | 120/240 |  |  |  | Executed
DC | Pinellas | Frantisek Kaberle |  | Distribution |  | 5.28 | Solar | Residential | 330 173RD AVE E | ST PETERSBURG | FL | 33708 | Approved | NM-FL Net Metering | FL | 2012-03-22 | Connected | Photovoltaic |  | 4.488 | South Coastal |  | 2014-09-10 |  |  | Executed
DC | Seminole | Franz Fasold |  | Distribution |  | 5.06 | Solar | Residential | 363 MENASHE CT | Longwood | FL | 32779 | Approved | NM-FL Net Metering | FL | 2010-04-28 | Connected | Photovoltaic |  | 4.301 | North Central |  | 2014-09-10 |  |  | Executed
DC | Pinellas | Fred Thomas |  | Distribution |  | 7.82 | Solar | Residential | 152 PALMETTO RD | Belleair | FL | 33756 | Approved | NM-FL Net Metering | FL | 2011-02-08 | Connected | Photovoltaic |  | 6.647 | South Coastal |  | 2014-09-10 |  |  | Executed
DC | Wake | Gary J. Spodnick | 120/240 |  |  | 2.56 | Solar | Residential | 1835 Bud Lipscomb Rd. | Willow Springs | NC | 27592 | Approved | NC CSP-Cogeneration and Small Power Producer-Sell All | PEC Carolinas | 2009-10-03 | Connected | Photovoltaic |  | 2.05 | Northern | Single | 2012-10-18 |  |  | Executed
DC | Rutherford | Philip E. Miner | 120/240 | Distribution |  | 5.16 | Solar | Residential | 454 Walker Store Rd | Ellenboro | NC | 28040 | Approved | PP-N NC - Non-Hydroelectric Qualifying Facilities | Carolinas | 2010-01-06 | Connected | Photovoltaic | Miner PV Installation | 5 | Southern | Single | 2011-04-07 |  | 2009-11-23 | Executed
DC | Citrus | Fred Bayless |  | Distribution |  | 5.04 | Solar | Residential | 32 CORKWOOD BLVD | Homosassa | FL | 34446 | Approved | NM-FL Net Metering | FL | 2010-06-11 | Connected | Photovoltaic |  | 4.284 | North Coastal |  | 2014-09-10 |  |  | Executed
DC | Lake | Fred Scheuer |  | Distribution |  | 6.16 | Solar | Residential | 365 SILVER MAPLE RD | Groveland | FL | 34736 | Approved | NM-FL Net Metering | FL | 2012-08-24 | Connected | Photovoltaic |  | 5.236 | South Central |  | 2014-09-10 |  |  | Executed
DC | Mecklenburg | Gary L Green | 120/240 | Distribution | Qty 6 Renesola 250W Solar Panels | 1.5 | Solar | Residential | 12441 Autumn Blaze Dr | Charlotte | NC | 28278 | Pending | NM-NC Net Metering | Carolinas |  | Pending | Photovoltaic |  | 1.29 | Central | Single | 2015-01-16 |  | 2015-01-16 | Open
DC |  | Fred Sanderson Jr. | 120/240 | Distribution | Qty 36 SW280w Mono Solar Panels | 10.08 | Solar | Residential | 13200 E Irlo Bronson Memorial Hwy *Side, House | Saint Cloud | FL | 34773 | Approved | NM-FL Net Metering | FL | 2015-04-24 | Connected | Photovoltaic |  | 8.568 | South Central | Single | 2015-04-20 |  | 2015-04-20 | Executed
DC |  | Fred W Dunlea | 120/240 | Distribution | ten 235W Sharp solar panels | 2.35 | Solar | Residential | 150 Fountain E | Cincinnati | OH | 45246 | Approved | Rider NM - Net Metering Rider - OH | OH/KY | 2012-10-24 | Connected | Photovoltaic |  | 2.15 | South | Single | 2012-10-09 |  | 2012-10-09 | Executed
DC | Lake | Fred Schermes |  | Distribution |  | 7.26 | Solar | Residential | 175 BALMY COAST RD, SOLAR POWER | Groveland | FL | 34736 | Approved | NM-FL Net Metering | FL | 2012-12-12 | Connected | Photovoltaic |  | 6.171 | South Central |  | 2014-09-10 |  |  | Executed
DC |  | Freddie James | 120/240 | Distribution | Twenty 240 Watt Sharp Solar Panels | 4.8 | Solar | Residential | 603 Loveland Branch Hill Road | Loveland | OH | 45140 | Approved | Rider NM - Net Metering Rider - OH | OH/KY | 2011-08-19 | Connected | Photovoltaic |  | 4.4 | South | Single | 2011-08-10 |  | 2011-08-10 | Executed
DC | Pinellas | Freddie Smith | 120/240 | Distribution | Q-Cell | 2 | Solar | Residential | 4301 CORTEZ WAY S | St. Petersburg | FL | 33712 | Approved | NM-FL Net Metering | FL | 2014-12-31 | Connected | Photovoltaic |  | 1.7 | South Coastal | Single | 2014-12-21 |  | 2014-12-21 | Executed
DC | Wake | Frederick A Jones | 120/240 | Distribution |  | 3 | Solar | Residential | 9801 Crooked Tree Ln | Raleigh | NC | 27617 | Approved | NC NM-Net Metering for Renewable Energy Facilities | PEC Carolinas | 2014-04-02 | Connected | Photovoltaic |  | 3 | Northern | Single | 2014-02-17 |  | 2014-02-17 | Executed
DC |  | Frederick and Judith Cowburn | 120/240 | Distribution | twenty-four 245-W Siliken solar modules | 5.88 | Solar | Residential | 11533 Full Moon Court | Noblesville | IN | 46060 | Approved | Net Metering - Standard Contract Rider No. 57 | IN | 2011-11-08 | Connected | Photovoltaic |  | 5.28 | Northern | Single | 2011-08-25 |  | 2011-08-25 | Executed
DC | Mecklenburg | Peter Stauble | 120/240 | Distribution | Qty 20 Solarworld 250W | 5 | Solar | Residential | 123 Chanticleer Ct | Charlotte | NC | 28214 | Approved | NM-NC Net Metering | Carolinas | 2014-12-09 | Connected | Photovoltaic |  | 6.494 | Central | Single | 2014-09-17 | 2014-12-11 | 2014-09-17 | Executed
DC | Clay | Frederick Haggart | 120/240 | Distribution | six 270-W Suniva Optimus OPT270-60-4-1B0 solar panels | 1.62 | Solar | Residential | 11231 Davis Ave E | Brazil | IN | 47834 | Approved | Net Metering - Standard Contract Rider No. 57 | IN | 2014-09-11 | Connected | Photovoltaic |  | 1.5 | Southern | Single | 2014-07-18 |  | 2014-07-18 | Executed
DC | Hernando | Frederick Drury |  | Distribution |  | 2 | Solar | Residential | 3493 MOON DANCE CIR | BROOKSVILLE | FL | 34604 | Approved | NM-FL Net Metering | FL | 2010-06-03 | Connected | Photovoltaic |  | 1.7 | North Coastal |  | 2014-09-10 |  |  | Executed
DC | Polk | Frederick Sadler |  | Distribution |  | 5 | Solar | Residential | 1018 OLD CUTLER RD | Lake Wales | FL | 33898 | Approved | NM-FL Net Metering | FL | 2009-09-30 | Connected | Photovoltaic |  | 4.25 | South Central |  | 2014-09-10 |  |  | Executed
DC | Person | Gary Shaver |  |  |  | 2.95 | Solar | Non-Residential | 701 Lewis Winstead Loop | Roxboro | NC | 27516 | Approved | NC CSP-Cogeneration and Small Power Producer-Sell All | PEC Carolinas | 2009-07-22 | Connected | Photovoltaic |  | 2.36 | Northern |  | 2012-10-18 |  |  | Executed
DC | Person | Gary Shaver | 120/240 | Distribution | Qty 24: 260 W MLE Solar Panels | 6.24 | Solar | Non-Residential | 701 Lewis Winstead Loop | Roxboro | NC | 27516 | Pending | NC CSP25-Cogeneration and Small Power Producer-Sell All | PEC Carolinas |  | Pending | Photovoltaic |  | 6.24 | Northern | Single | 2015-01-23 |  | 2015-01-23 | Open
DC | Citrus | Frederick Seufert |  | Distribution |  | 3 | Solar | Residential | 2958 W BEAMWOOD DR | Beverly Hills | FL | 34465 | Approved | NM-FL Net Metering | FL | 2009-09-22 | Connected | Photovoltaic |  | 2.55 | North Coastal |  | 2014-09-10 |  |  | Executed
DC | Orange | Fredrick Moses |  | Distribution |  | 5.06 | Solar | Residential | 4443 BLUEJACK RIDGE AVE | Apopka | FL | 32712 | Approved | NM-FL Net Metering | FL | 2010-10-07 | Connected | Photovoltaic |  | 4.301 | North Central |  | 2014-09-10 |  |  | Executed
DC | Durham | Peter M. Schubert | 120/240 | Distribution |  | 3.84 | Solar | Residential | 927 Bluestone Road | Durham | NC | 27713 | Approved | SCG-NC Small Customer Generator Rider | Carolinas | 2012-01-12 | Connected | Photovoltaic |  | 3.36 | Northern | Single | 2011-11-17 |  | 2011-11-18 | Executed
DC | Gaston | Fresh Air Energy II, LLC High Shoals |  | Transmission | Qty 69120 (300 Watt) Renesola JC300M-24/Ab Solar Panels | 20736 | Solar | Non-Residential | 601 High Shoals Rd | Lincolnton | NC | 28092 | Pending | Negotiated (NC) | Carolinas |  | Pending | Photovoltaic |  | 16000 | Central | 3-phase | 2013-07-22 |  | 2013-07-22 | Open
DC |  | Gaspar S. Raj | 120/240 | Distribution | Twelve LG 255 Watt Solar panels | 3.06 | Solar | Residential | 227 Cornelius Rd. | Mooresville | NC | 28117 | Approved | NM-NC Net Metering | Carolinas | 2013-12-10 | Cancelled | Photovoltaic |  | 2.58 | Central | Single | 2013-11-14 | 2013-12-09 | 2013-11-14 | Cancelled
DC | Granville | Peter Lang | 120/240 | Distribution |  | 5.1 | Solar | Residential | 304 28th Street | Butner | NC | 27509 | Approved | NM-NC Net Metering | Carolinas | 2013-07-30 | Connected | Photovoltaic |  | 5.1 | Northern | Single | 2013-06-13 | 2013-07-26 | 2013-06-13 | Executed
DC | Wilson | Fresh Air Energy XII, LLC |  | Distribution |  |  | Solar | Non-Residential | 6216 E. Langley Road | Elm City | NC | 27822 | Approved | NC CSP29-Cogeneration and Small Power Producer-Sell All | PEC Carolinas | 2014-12-23 | Connected | Photovoltaic | Fresh Air Energy II, LLC -- (langley) | 5000 | Northern | 3-phase | 2014-10-21 |  | 2013-05-06 | Executed
DC | Catawba | Gator Solar |  | Distribution | 21780 Trina TSM-285 PA 14 panels | 6207 | Solar | Non-Residential | 2391 Larue Dr | Newton | NC | 28658 | Cancelled | PP-N NC - Non-Hydroelectric Qualifying Facilities | Carolinas |  | Cancelled | Photovoltaic |  | 5000 | Central | 3-phase | 2013-05-20 |  | 2013-05-20 | Cancelled
DC | Guilford | Gay E. Cheney | 120/240 | Distribution |  | 2.16 | Solar | Residential | 3209 Bards Ln | Browns Summit | NC | 27214 | Approved | SCG-NC Small Customer Generator Rider | Carolinas | 2007-09-18 | Cancelled | Photovoltaic |  | 2.16 | Northern | Single | 2011-04-07 |  | 2014-08-04 | Cancelled
DC | Richmond | Fresh Air Energy XIII, LLC |  | Distribution |  |  | Solar | Non-Residential | 163 Pecan Road | Cordova | NC | 28379 | Approved | NC CSP29-Cogeneration and Small Power Producer-Sell All | PEC Carolinas | 2014-12-29 | Connected | Photovoltaic |  | 5000 | Southern |  | 2014-10-21 |  | 2013-04-29 | Executed
DC | Cumberland | Fresh Air Energy XIV, LLC |  | Distribution |  |  | Solar | Non-Residential | 600 John B Carter Road | Fayetteville | NC | 28312 | Approved | NC CSP29-Cogeneration and Small Power Producer-Sell All | PEC Carolinas | 2014-12-31 | Connected | Photovoltaic |  | 5000 | Unknown |  | 2014-10-21 |  | 2013-06-14 | Executed
DC | Wake | Fuquay Farm, LLC |  | Distribution |  | 6240 | Solar | Non-Residential | 2536 Three Sons Ct | Willow Springs | NC | 27592 | Approved | NC CSP27-Cogeneration and Small Power Producer-Sell All | PEC Carolinas | 2013-02-27 | Connected | Photovoltaic |  | 4975 | Unknown |  | 2014-10-21 |  | 2012-02-03 | Executed
DC | Rowan | Acciona Energy North America Corporation |  | Transmission | Canadian Solar CS6X-P Solar Panels | 15000 | Solar | Non-Residential | 229 Stage Coach Trail | Cleveland | NC | 27013 | Cancelled | PP-N NC - Non-Hydroelectric Qualifying Facilities | Carolinas |  | Cancelled | Photovoltaic |  | 15000 | Central | 3-phase | 2012-12-05 |  | 2012-12-05 | Cancelled
DC | Lake | G Forrester |  | Distribution |  | 6.44 | Solar | Residential | 38914 BERCHFIELD RD | Lady Lake | FL | 32159 | Approved | NM-FL Net Metering | FL | 2010-08-02 | Connected | Photovoltaic |  | 5.474 | North Coastal |  | 2014-09-10 |  |  | Executed
DC | Alamance | Peter Jay Straehle | 120/240 | Distribution |  | 3 | Solar | Residential | 1672 Jeffries Cross Rd | Burlington | NC | 27217 | Approved | SCG-NC Small Customer Generator Rider | Carolinas | 2009-01-14 | Connected | Photovoltaic |  | 3 | Northern | Single | 2011-04-07 |  | 2008-07-29 | Executed
DC | Buncombe | Gene Rainey | 120/240 |  |  | 3.38 | Solar | Residential | 19 Reynolds Place | Asheville | NC | 28801 | Approved | NC CSP-Cogeneration and Small Power Producer-Sell All | PEC Carolinas | 2011-01-26 | Connected | Photovoltaic |  | 2.7 | Western | Single | 2012-10-18 |  |  | Executed
DC | Clermont | G H Richards | 120/240 | Distribution | forty-four 255-W REC255PE solar modules | 11.22 | Solar | Residential | 6567 Windfield Ct | Loveland | OH | 45140 | Approved | Rider NM - Net Metering Rider - OH | OH/KY | 2014-06-23 | Connected | Photovoltaic |  | 10 | East | Single | 2014-06-10 |  | 2014-06-10 | Executed
DC | Marion | G Uhrig |  | Distribution |  | 3.78 | Solar | Residential | 12453 SE 93RD COURT RD | SUMMERFIELD | FL | 34491 | Approved | NM-FL Net Metering | FL | 2011-06-08 | Connected | Photovoltaic |  | 3.213 | North Coastal |  | 2014-09-10 |  |  | Executed
DC | Monroe | G&W Machine Sales | 120/240 | Distribution | sixty 260-W Suniva Optimus solar panels | 15.6 | Solar | Non-Residential | 4315 Salzman Rd | Middletown | OH | 45044 | Approved | Rider NM - Net Metering Rider - OH | OH/KY | 2014-01-30 | Connected | Photovoltaic |  | 15 | North | Single | 2013-12-05 |  | 2013-12-05 | Executed
DC | Forsyth | Peter Juran | 120/240 | Distribution | 38 Bosh 245 c-Si M60 | 9.31 | Solar | Residential | 580 Knob View DR | Winston Salem | NC | 27104 | Approved | NM-NC Net Metering | Carolinas | 2013-04-04 | Connected | Photovoltaic |  | 6 | Northern | Single | 2013-03-20 | 2013-04-03 | 2013-03-20 | Executed
DC | Catawba | Dellenger Catawba Farm, LLC | 12,470Y/7,200 | Transmission | Canadian Solar CS6P 255 Module | 15000 | Solar | Non-Residential | 6190 Harwell Road | Catawba | NC | 28609 | Cancelled | PP-N NC - Non-Hydroelectric Qualifying Facilities | Carolinas |  | Cancelled | Photovoltaic |  | 13600 | Southern | 3-phase | 2013-08-07 |  | 2013-08-07 | Cancelled
DC | Durham | General Electric Aviation | 12,470Y/7,200 | Distribution |  | 1200 | Solar | Non-Residential | 3701 S. Miami Blvd | Durham | NC | 27703 | Pending | PP-N NC - Non-Hydroelectric Qualifying Facilities | Carolinas |  | Pending | Photovoltaic |  | 1000 | Northern | 3-phase | 2014-05-09 |  | 2014-05-09 | Open
DC | Guilford | Peter J. Jarosak | 120/240 | Distribution |  | 2.7 | Solar | Residential | 4504 Kenbridge Dr | Greensboro | NC | 27410 | Approved | NM-NC Net Metering | Carolinas | 2011-08-16 | Connected | Photovoltaic |  | 2.7 | Northern | Single | 2011-07-18 |  | 2011-07-18 | Executed
DC | Orange | Gabriel E Gonzalez | 120/240 | Distribution | 7 Motech 250W Panels | 1.75 | Solar | Residential | 412 Rolling Meadows Ln | Chapel Hill | NC | 27517 | Approved | NM-NC Net Metering | PEC Carolinas | 2013-09-16 | Connected | Photovoltaic |  | 1.2 | Northern | Single | 2013-07-01 |  | 2013-07-01 | Executed
DC | Orange | Genevieve M Bartol | 120/240 | Distribution | (12) 265W SolarWorld Sunmodule PV Panels | 3.18 | Solar | Residential | 3108 Fairbluff Ct | Summerfield | NC | 27358 | Pending | NM-NC Net Metering | Carolinas |  | Pending | Photovoltaic |  | 3.86 | Northern | Single | 2015-01-21 | 2015-03-20 | 2015-01-21 | Open
DC | VOLUSIA | Gabriel Nieves |  | Distribution |  | 6.06 | Solar | Residential | 2265 E UNION CIR | DELTONA | FL | 32725 | Approved | NM-FL Net Metering | FL | 2014-03-10 | Connected | Photovoltaic |  | 5.151 | North Central |  | 2014-09-10 |  |  | Executed
DC | Orange | Gadi Martinez |  | Distribution |  | 5.06 | Solar | Residential | 5357 HILLOCK WAY | Orlando | FL | 32810 | Approved | NM-FL Net Metering | FL | 2010-05-25 | Connected | Photovoltaic |  | 4.301 | North Central |  | 2014-09-10 |  |  | Executed
DC | Catawba | Peter Clinton | 120/240 | Distribution | QTY 36 Sunmodule | 9.18 | Solar | Residential | 2841 Backwoods Trl | Denver | NC | 28037 | Approved | NM-NC Net Metering | Carolinas | 2014-01-28 | Connected | Photovoltaic |  | 9.18 | Central | Single | 2013-12-17 | 2014-01-23 | 2013-12-17 | Executed
DC | Durham | Peter A Eckhoff | 120/240 | Distribution | Qty 6 (255 Watt) Samsung PV-MBA1BG255 | 1.53 | Solar | Residential | 9 Sedley PL | Durham | NC | 27705 | Approved | NM-NC Net Metering | Carolinas | 2013-02-06 | Connected | Photovoltaic |  | 4.3 | Northern | Single | 2013-01-14 | 2013-02-06 | 2013-01-14 | Executed
DC | Pinellas | Gail Eggeman |  | Distribution |  | 2.45 | Solar | Residential | 104 Fareham Place North | St Petersburg | FL | 33701 | Approved | NM-FL Net Metering | FL | 2008-04-22 | Connected | Photovoltaic |  | 2.083 | South Coastal |  | 2014-09-10 |  |  | Executed
DC | Chatham | Pete Wyckoff | 120/240 | Distribution | Qty 20 REC 250W Solar Panels | 5 | Solar | Residential | 372 Chatham Glen Dr | Durham | NC | 27713 | Approved | NM-NC Net Metering | Carolinas | 2014-07-28 | Connected | Photovoltaic |  | 3.85 | Northern | Single | 2014-06-27 | 2014-07-25 | 2014-06-27 | Executed
DC | Henderson | Pete Perron | 120/240 | Distribution | Qty 8 Solar World SW 270 QTY 2 Solar World SW 250 | 3.6 | Solar | Residential | 321 Fernwood Drive | Salem | SC | 29676 | Approved | NM-SC Net Metering | Carolinas | 2014-03-28 | Connected | Photovoltaic |  | 2.15 | Southern | Single | 2013-10-24 | 2014-03-28 | 2013-10-24 | Executed
DC | Pinellas | Gale Trippsmith |  | Distribution |  | 3.32 | Solar | Residential | 350 10TH AVE NE | ST. PETERSBURG | FL | 33701 | Approved | NM-FL Net Metering | FL | 2014-01-08 | Connected | Photovoltaic |  | 2.818 | South Coastal |  | 2014-09-10 |  |  | Executed
DC | HAMILTON | GALLATIN LLC | 208Y/120 | Distribution | ninety-six 320-W Sunpower solar panels | 30.72 | Solar | Non-Residential | 4310 ROSSPLAIN RD | Blue Ash | OH | 45236 | Approved | Rider NM - Net Metering Rider - OH | OH/KY | 2011-08-03 | Connected | Photovoltaic |  | 30.72 | South | 3-phase | 2011-07-29 |  | 2011-07-29 | Executed
DC | Columbus | Garrell Solar Farm, LLC |  | Distribution |  | 4290 | Solar | Non-Residential | 2681 Georgia Pacific Road | Chadbourn | NC | 28431 | Approved | NC CSP27-Cogeneration and Small Power Producer-Sell All | PEC Carolinas | 2013-10-30 | Connected | Photovoltaic |  | 3800 | Unknown |  | 2014-10-21 |  | 2012-07-30 | Executed
DC | Monroe | Garrett Mangum | 120/240 | Distribution | thirty Mage PowerTec Plus 250-W modules | 7.5 | Solar | Residential | 6045 State Road 45 E | Bloomington | IN | 47408 | Approved | Net Metering - Standard Contract Rider No. 57 | IN | 2013-12-09 | Connected | Photovoltaic |  | 7.5 | Southern | Single | 2013-11-15 |  | 2013-11-15 | Executed
DC | Wake | Garrett Mueller | 120/240 | Distribution |  | 5.88 | Solar | Residential | 5609 Cary Glen Blvd. | Cary | NC | 27513 | Approved | NC NM-Net Metering for Renewable Energy Facilities | PEC Carolinas | 2011-02-03 | Connected | Photovoltaic |  | 4.7 | Northern | Single | 2012-10-18 |  |  | Executed
DC | Orange | Garry Mounce |  | Distribution |  | 9.16 | Solar | Residential | 9065 FRYLAND RD | Orlando | FL | 32817 | Approved | NM-FL Net Metering | FL | 2012-09-18 | Connected | Photovoltaic |  | 7.786 | North Central |  | 2014-09-10 |  |  | Executed
DC | Citrus | Garry W Krause | 120/240 | Distribution | Axitec Ac-250P/156-60S | 5 | Solar | Residential | 3255 E QUAIL CT | Inverness | FL | 34452 | Approved | NM-FL Net Metering | FL | 2015-01-14 | Connected | Photovoltaic |  | 4.25 | North Coastal | Single | 2015-01-13 |  | 2015-01-13 | Executed
DC | Yadkin | Perry and Alesia Dickerson | 120/240 | Distribution | 4 -Sunpower E20/327 W Panels | 1.3 | Solar | Residential | 3313 Swan Creek Rd | Jonesville | NC | 28642 | Approved | NM-NC Net Metering | Carolinas | 2013-07-03 | Connected | Photovoltaic |  | 3.93 | Northern | Single | 2013-06-17 | 2013-07-03 | 2013-06-17 | Executed
DC | HIGHLANDS | Garth Howe |  | Distribution |  | 6.89 | Solar | Residential | 779 LAKE AUGUST DR | LAKE PLACID | FL | 33852 | Approved | NM-FL Net Metering | FL | 2013-12-13 | Connected | Photovoltaic |  | 5.857 | South Central |  | 2014-09-10 |  |  | Executed
DC | Henderson | George Franklin Fralick | 120/240 | Distribution |  | 2.82 | Solar | Residential | 2850 Little Creek Rd | Hendersonville | NC | 28792 | Cancelled | PP-N NC - Non-Hydroelectric Qualifying Facilities | Carolinas | 2010-02-23 | Cancelled | Photovoltaic | Fralick PV Installation | 2.82 | Southern | Single | 2011-04-07 |  | 2010-01-18 | Cancelled
DC | Mecklenburg | George Griffin | 120/240 | Distribution | Qty 4 Renesola Virtusii-250W Solar Panels | 1 | Solar | Residential | 4614 Garvis Dr | Charlotte | NC | 28269 | Pending | NM-NC Net Metering | Carolinas |  | Pending | Photovoltaic |  | 1 | Central | Single | 2015-02-20 |  | 2015-02-20 | Open
DC | Orange | Gary Guy |  | Distribution |  | 5.14 | Solar | Residential | 12669 WESTFIELD LAKES CIR | Winter Garden | FL | 34787 | Approved | NM-FL Net Metering | FL | 2010-02-25 | Connected | Photovoltaic |  | 4.369 | South Central |  | 2014-09-10 |  |  | Executed
DC | Orange | Gary Haughwout |  | Distribution |  | 4.51 | Solar | Residential | 625 PALIO CT | Ocoee | FL | 34761 | Approved | NM-FL Net Metering | FL | 2009-05-27 | Connected | Photovoltaic |  | 3.834 | South Central |  | 2014-09-10 |  |  | Executed
DC | Orange | Gary D Johnson | 120/240 | Distribution | Qty 40 Canadian CS6P 255W Solar Panels | 10.2 | Solar | Residential | 500 Rose St | Umatilla | FL | 32784 | Approved | NM-FL Net Metering | FL | 2015-05-13 | Connected | Photovoltaic |  | 8.67 | North Central | Single | 2015-04-24 |  | 2015-04-24 | Executed
DC | Mecklenburg | Peggy W Miller | 120/240 | Distribution | Qty 4 Renesola 250W Solar Panels | 1 | Solar | Residential | 1419 Cortland E. | Charlotte | NC | 28209 | Approved | NM-NC Net Metering | Carolinas | 2015-05-05 | Connected | Photovoltaic |  | 0.86 | Central | Single | 2015-03-26 | 2015-04-30 | 2015-03-26 | Executed
DC | Chatham | George King | 120/240 |  |  | 2.25 | Solar | Residential | 91 Bingham Ridge Drive | Pittsboro | NC | 27312 | Approved | NC CSP-Cogeneration and Small Power Producer-Sell All | PEC Carolinas | 2010-06-24 | Connected | Photovoltaic |  | 1.8 | Northern | Single | 2012-10-18 |  |  | Executed
DC | Pinellas | Gary E Jenkins | 120/240 | Distribution |  | 10.2 | Solar | Residential | 761 ISLAND WAY | CLEARWATER | FL | 33767 | Approved | NM-FL Net Metering | FL | 2013-03-15 | Connected | Photovoltaic |  | 8.67 | South Coastal |  | 2014-09-10 |  |  | Executed
DC | Buncombe | Gary Hutchins | 120/240 | Distribution | Qty 24 (240 Watt) Sunmodule SW 240 Poly | 5.76 | Solar | Residential | 152 Turkey Creek Rd | Leicester | NC | 28748 | Approved | NC NM-Net Metering for Renewable Energy Facilities | PEC Carolinas | 2013-05-17 | Connected | Photovoltaic |  | 4.608 | Western | Single | 2013-03-21 |  | 2013-03-21 | Executed
DC | Seminole | Gary Kohler |  | Distribution |  | 7.92 | Solar | Residential | 995 PAPAYA LN | WINTER SPRINGS | FL | 32708 | Approved | NM-FL Net Metering | FL | 2013-06-12 | Connected | Photovoltaic |  | 6.732 | North Central |  | 2014-09-10 |  |  | Executed
DC | Pinellas | Gary J Zolg | 120/240 | Distribution | Renesola | 1 | Solar | Residential | 6492 19th St N | St. Petersburg | FL | 33702 | Approved | NM-FL Net Metering | FL | 2014-10-22 | Connected | Photovoltaic |  | 0.85 | South Coastal | Single | 2014-10-12 |  | 2014-10-12 | Executed
DC | HIGHLANDS | Gary Jugle |  | Distribution |  | 10 | Solar | Residential | 3411 EDGEWATER DRIVE | SEBRING | FL | 33872 | Approved | NM-FL Net Metering | FL | 2013-11-14 | Connected | Photovoltaic |  | 8.5 | South Central |  | 2014-09-10 |  |  | Executed
DC | Lake | Gary L Ashworth | 120/240 | Distribution |  | 5.72 | Solar | Residential | 186 BAYOU BEND RD, SOLAR POWER | Groveland | FL | 34736 |  | NM-FL Net Metering | FL | 2014-07-24 | Connected | Photovoltaic |  | 4.862 | South Central |  | 2015-01-15 |  | 2015-01-15 | Executed
DC | Pasco | Gary Blackwell |  | Distribution |  | 5.06 | Solar | Residential | 2832 SHIPSTON AVE | New Port Richey | FL | 34655 | Approved | NM-FL Net Metering | FL | 2010-03-11 | Connected | Photovoltaic |  | 4.301 | South Coastal |  | 2014-09-10 |  |  | Executed
DC | Pinellas | Gary L Marsh | 120/240 | Distribution | Phono Solar | 1 | Solar | Residential | 2730 12TH ST S | St. Petersburg | FL | 33705 | Approved | NM-FL Net Metering | FL | 2014-12-31 | Connected | Photovoltaic |  | 0.85 | South Coastal | Single | 2014-12-24 |  | 2014-12-24 | Executed
DC | Mecklenburg | George R Rutledge - Cancelled | 120/240 | Distribution | Qty 4 Rensola 250W Solar Panels | 1 | Solar | Residential | 4100 Commonwealth Ave | Charlotte | NC | 28205 | Cancelled | NM-NC Net Metering | Carolinas |  | Cancelled | Photovoltaic |  | 0.864 | Central | Single | 2015-03-25 |  | 2015-03-25 | Cancelled
DC | Howard | Gary Minnich | 120/240 | Distribution | Forty-eight 265-W Suniva Optimus OPT265-60-4-100 solar panels | 12.72 | Solar | Residential | 13681 600 N 34 E | Converse | IN | 46919 | Approved | Net Metering - Standard Contract Rider No. 57 | IN | 2014-12-11 | Connected | Photovoltaic |  | 9.79 | Northern | Single | 2014-11-12 |  | 2014-11-12 | Executed
DC | Buncombe | George Smith |  |  |  | 3.5 | Solar | Residential | 731 Old Fort Rd. | Fairview | NC | 28730 | Approved | NC NM-Net Metering for Renewable Energy Facilities | PEC Carolinas | 2009-01-29 | Connected | Photovoltaic |  | 2.8 | Northern |  | 2012-10-18 |  |  | Executed
DC | Guilford | Peacehaven Farm Inc | 120/240 | Distribution | Qty 54 ET 300 W Modules | 16.2 | Solar | Non-Residential | 1458 NC Highway 61 | Whitsett | NC | 27377 | Approved | NM-NC Net Metering | Carolinas | 2015-01-02 | Connected | Photovoltaic |  | 15 | Northern | Single | 2014-04-30 | 2014-09-30 | 2014-04-30 | Executed
DC | Pasco | Gary Onofry |  | Distribution |  | 3.44 | Solar | Residential | 3917 EAGLE FLIGHT LN | Land O Lakes | FL | 34639 | Approved | NM-FL Net Metering | FL | 2011-08-04 | Connected | Photovoltaic |  | 2.924 | South Coastal |  | 2014-09-10 |  |  | Executed
DC | Orange | Gary Gray |  | Distribution |  | 5.2 | Solar | Residential | 12859 SHARP SHINED ST | Orlando | FL | 32837 | Approved | NM-FL Net Metering | FL | 2009-12-22 | Connected | Photovoltaic |  | 4.42 | South Central |  | 2014-09-10 |  |  | Executed
DC | Butler | Gary Page | 120/240 | Distribution | thirty-one 270-W Suniva Optimus OPT270-60-4-1B0 solar panels | 8.37 | Solar | Residential | 6409 Howe Rd | Middletown | OH | 45042 | Approved | Rider NM - Net Metering Rider - OH | OH/KY | 2014-11-25 | Connected | Photovoltaic |  | 6.44 | North | Single | 2014-11-06 |  | 2014-11-06 | Executed
DC | Polk | Gary Pepper |  | Distribution |  | 5.04 | Solar | Residential | 1274 N Corrked Lake Rd | Babson Park | FL | 33827 | Approved | NM-FL Net Metering | FL | 2009-08-14 | Connected | Photovoltaic |  | 4.284 | South Central |  | 2014-09-10 |  |  | Executed
DC | Pinellas | Gary Proulx | 120/240 | Distribution | Qty 20 (250 Watt) SolarWorld SW250 Solar Panels | 5 | Solar | Residential | 8524 136th St | Seminole | FL | 33776 | Approved | NM-FL Net Metering | FL | 2015-02-17 | Connected | Photovoltaic |  | 4.25 | South Coastal | Single | 2015-01-26 |  | 2015-01-26 | Executed
DC |  | George Wisbey | 120/240 |  | thirty-two Perlight Solar PLM P-60 230-W solar modules | 7.36 | Solar | Residential | 2215 Snyder Rd | Batavia | OH | 45103 | Approved | Rider NM - Net Metering Rider - OH | OH/KY | 2013-01-21 | Connected | Photovoltaic |  | 6.88 | North | Single | 2013-01-10 |  | 2013-01-10 | Executed
DC | Greenville | Pauline Rusciano | 120/240 | Distribution | Qty 24: 250 W Mage Solar Panels | 6 | Solar | Residential | 129 E Mountain Creek Rd | Greenville | SC | 29609 | Approved | NM-SC Net Metering | Carolinas | 2015-03-24 | Connected | Photovoltaic |  | 5.71 | Southern | Single | 2015-01-16 | 2015-03-11 | 2015-01-16 | Executed
DC | Lake | Gary Satz | 120/240 | Distribution | Qty 22 Yingli 255W Solar Panels | 5.61 | Solar | Residential | 313 Silver Maple Rd | Solar Pwr Groveland | FL | 34736 | Approved | NM-FL Net Metering | FL | 2015-06-02 | Connected | Photovoltaic |  | 4.769 | South Central | Single | 2015-05-29 |  | 2015-05-29 | Executed
DC | HAMILTON | GERALD CHECCO | single | Distribution | twenty-four 220-W SunPower SPR-220-BLK solar modules | 5.28 | Solar | Residential | 360 RESOR | CINCINNATI | OH | 45220 | Approved | Rider NM - Net Metering Rider - OH | OH/KY | 2008-09-22 | Superseded | Photovoltaic |  | 5 | Central | 120/240 |  |  |  | Superceded
DC | OSCEOLA | Gary Schmid |  | Distribution |  | 9.75 | Solar | Residential | 801 DEERWOODS RD | Celebration | FL | 34747 | Approved | NM-FL Net Metering | FL | 2013-12-31 | Connected | Photovoltaic |  | 8.288 | South Central |  | 2014-09-10 |  |  | Executed
DC | Orange | Paula D Lowe | 120/240 | Distribution | 1 string of 14 and 1 string of 7 (21 total) REC 255W Solar Panels | 5.36 | Solar | Residential | 177 Lexi Ln | Durham | NC | 27705 | Approved | NM-NC Net Metering | Carolinas | 2015-03-17 | Connected | Photovoltaic |  | 5 | Northern | Single | 2014-12-08 | 2015-03-11 | 2014-12-08 | Executed
DC | Pinellas | Gary Thayer | 120/240 | Distribution | Renesola | 2 | Solar | Residential | 8037 22ND AVE N | St. Petersburg | FL | 33710 | Approved | NM-FL Net Metering | FL | 2014-11-06 | Connected | Photovoltaic |  | 1.7 | South Coastal | Single | 2014-11-04 |  | 2014-11-04 | Executed
DC | Lincoln | Paul W Greene | 120/240 | Distribution | Qty 4 Renesola VirtusII 250W Solar Panels | 1 | Solar | Residential | 1580 Gloster Ln | Lincolnton | NC | 28092 | Approved | NM-NC Net Metering | Carolinas | 2015-05-12 | Connected | Photovoltaic |  | 0.86 | Central | Single | 2015-03-09 | 2015-05-11 | 2015-03-09 | Executed
DC | Pinellas | Gateway Business Centre Ltd |  | Distribution |  | 29.4 | Solar | Non-Residential | 9741 International Ct N | St Petersburg | FL | 33716 | Approved | NM-FL Net Metering | FL | 2008-06-19 | Connected | Photovoltaic |  | 24.99 | South Coastal |  | 2014-09-10 |  |  | Executed
DC | Alamance | Paul Namaste | 120/240 | Distribution |  | 4.08 | Solar | Residential | 704 Croftwood Dr | Gibsonville | NC | 27249 | Approved | NM-NC Net Metering | Carolinas | 2013-07-22 | Connected | Photovoltaic |  | 3.44 | Northern | Single | 2013-07-03 | 2013-07-19 | 2013-07-03 | Executed
DC | Pinellas | Gayla Copenhafer | 120/240 | Distribution | Qty 30 SW260, (260watts) solar panels | 7.8 | Solar | Residential | 6321 Burlington Ave N | St Petersburg | FL | 33710 | Approved | NM-FL Net Metering | FL | 2015-05-13 | Connected | Photovoltaic |  | 6.63 | South Coastal | Single | 2015-04-29 |  | 2015-04-29 | Executed
DC | Buncombe | Gayle Barnett | 120/240 | Distribution | Qty 11 275W LG Solar Panels | 3.03 | Solar | Residential | 25 Sand Hill Ct | Asheville | NC | 28806 | Approved | NC NM-Net Metering for Renewable Energy Facilities | PEC Carolinas | 2014-10-10 | Connected | Photovoltaic |  | 2.33 | Western | Single | 2014-09-03 |  | 2014-09-03 | Executed
DC | Volusia | Gayle D Brabant | 120/240 | Distribution | Qty 20 SolarWorld Solar Panels | 5.6 | Solar | Residential | 1640 19th St | Orange City | FL | 32763 | Approved | NM-FL Net Metering | FL | 2015-01-30 | Connected | Photovoltaic |  | 4.76 | North Central | Single | 2015-01-23 |  | 2015-01-23 | Executed
DC | Swain | Gerald O. Priebe & Sherrille Compain | 120/240 | Distribution |  | 7.2 | Solar | Residential | 464 Eagles Roost Rd | Bryson City | NC | 28713 | Cancelled | PP-N NC - Non-Hydroelectric Qualifying Facilities | Carolinas | 2009-03-20 | Cancelled | Photovoltaic | Priebe PV Installation | 7 | Southern | Single | 2011-04-07 |  | 2009-02-04 | Cancelled
DC | Wake | Gerald V. Cobley | 120/240 |  |  | 4.25 | Solar | Residential | 3508 Stonebend Loop | Cary | NC | 27518 | Approved | NC CSP-Cogeneration and Small Power Producer-Sell All | PEC Carolinas | 2010-01-27 | Connected | Photovoltaic |  | 3.4 | Northern | Single | 2012-10-18 |  |  | Executed
DC | Volusia | Gel Corporation |  | Distribution |  | 5.5 | Solar | Non-Residential | 1200 S. LEAVITT AVE *HSE, SOLAR | ORANGE CITY | FL | 32763 | Approved | NM-FL Net Metering | FL | 2013-04-29 | Connected | Photovoltaic |  | 4.675 | North Central |  | 2014-09-10 |  |  | Executed
DC | Marion | Gene Joyce |  | Distribution |  | 5.06 | Solar | Residential | 9733 SW 89TH ST | Ocala | FL | 34481 | Approved | NM-FL Net Metering | FL | 2009-05-27 | Connected | Photovoltaic |  | 4.301 | North Coastal |  | 2014-09-10 |  |  | Executed
DC | HIGHLANDS | Gene Statler |  | Distribution |  | 9.01 | Solar | Residential | 138 LONGWOOD ROAD | SEBRING | FL | 33870 | Approved | NM-FL Net Metering | FL | 2013-10-04 | Connected | Photovoltaic |  | 7.659 | South Central |  | 2014-09-10 |  |  | Executed
DC | Pinellas | Geneann Tracy | 120/240 | Distribution | Qty 38 (255 Watt) Canadian Solar CS6P-255 Solar panels | 9.69 | Solar | Residential | 1735 Pine Hill Ct | Safety Harbor | FL | 34695 | Approved | NM-FL Net Metering | FL | 2015-02-27 | Connected | Photovoltaic |  | 8.24 | South Coastal | Single | 2015-02-23 |  | 2015-02-23 | Executed
DC | Chatham | Gerald Wehmueller | 120/240 | Distribution | Qty 20 (200 Watt) Schuco SPV 200 Solar Panels | 4 | Solar | Residential | 59503 Cary | Chapel Hill | NC | 27514 | Pending | NC NM-Net Metering for Renewable Energy Facilities | PEC Carolinas |  | Pending | Photovoltaic |  | 6 | Northern | Single | 2014-11-25 |  | 2014-11-25 | Open
DC | Chatham | Gerald Wehmueller | 120/240 |  | Qty 20 (200 Watt) Schuco SPV 200 SMA-1 Solar Panels | 4 | Solar | Residential | 59503 Cary | Chapel Hill | NC | 27514 | Approved | NC CSP-Cogeneration and Small Power Producer-Sell All | PEC Carolinas | 2009-10-14 | Connected | Photovoltaic |  | 3.08 | Northern | Single | 2012-10-18 |  |  | Executed
DC |  | General Cable Industries | 480Y/277 | Distribution | twelve SunPower 327NE-WHT 327-W solar modules | 3.92 | Solar | Non-Residential | 4 Tesseneer Dr | Highland Heights | KY | 41076 | Approved | Rider NM - Net Metering Rider - KY | OH/KY | 2012-11-20 | Connected | Photovoltaic |  | 3.92 | South | 3-phase | 2012-11-16 |  | 2012-11-16 | Executed
DC |  | General Data Co. Inc. | 240 Delta | Distribution | one thousand two hundred sixty 136-W solar panels | 171.36 | Solar | Non-Residential | 4354 Ferguson Dr | Cincinnati | OH | 45245 | Approved | Rider NM - Net Metering Rider - OH | OH/KY | 2012-12-21 | Connected | Photovoltaic |  | 140 | North | 3-phase | 2012-08-31 |  | 2012-08-31 | Executed
DC | HAMILTON | GERARD GOODBOLD | 120/240 |  | eighteen 205-W Scheuten solar panels | 3.69 | Solar | Residential | 2130 226TH ST E | CICERO | IN | 46034 | Approved | Net Metering - Standard Contract Rider No. 57 | IN | 2010-08-09 | Connected | Photovoltaic |  | 3 | North | Single |  |  |  | Executed
DC | Howard | Geres Energy LLC |  | Distribution | Qty 20,952 (310 watt) JAP6 72 31--3BB | 6495.12 | Solar | Non-Residential | 1400 Markland Avenue | Kokomo | IN | 46901 | Pending | Standard Contract Rider No. 50 ? Parallel Operation for Qualifying Facility | IN |  | Pending | Photovoltaic |  | 5400 | Northern | 3-phase | 2014-08-25 |  | 2014-08-25 | Open
DC | Orange | German Salazar |  | Distribution |  | 4.81 | Solar | Residential | 13591 CRYSTAL RIVER DR | Orlando | FL | 32828 | Approved | NM-FL Net Metering | FL | 2010-02-19 | Cancelled | Photovoltaic |  | 4.089 | North Central |  | 2014-09-10 |  |  | Cancelled
DC | Forsyth | Germantown Solar, LLC | 12,470Y/7,200 | Distribution | Qty ?? Canadian Solar CS6X 300P Solar Panels |  | Solar | Non-Residential | NC Highway 65 East | Rural Hall | NC | 27045 | Pending | PP-N NC - Non-Hydroelectric Qualifying Facilities | Carolinas |  | Pending | Photovoltaic |  | 5000 | Northern | 3-phase | 2014-07-28 | 2014-08-04 | 2014-07-28 | Open
| Buncombe | Germar G West | 120/240 |  |  |  | Solar | Residential | 302 Oak Hill Rd | Candler | NC | 28715 | Approved | NC NM-Net Metering for Renewable Energy Facilities | PEC Carolinas | 2015-01-28 | Connected | Photovoltaic |  | 7.975 | Western |  | 2014-12-29 |  | 2014-12-29 | Executed
DC | Oconee | Paul Mack | 120/240 | Distribution | QTY 33 SunPower 327 Watt Panels | 10.79 | Solar | Residential | 128 Sunset Bay Blvd | Seneca | SC | 29672 | Approved | NM-SC Net Metering | Carolinas | 2015-06-17 | Connected | Photovoltaic |  | 10 | Southern | Single | 2015-04-02 | 2015-06-16 | 2015-04-02 | Executed
DC | Alamance | Paul M. Neubauer | 120/240 | Distribution |  | 2.89 | Solar | Residential | 1938 Green Ridge Ct | Graham | NC | 27253 | Approved | PP-N NC - Non-Hydroelectric Qualifying Facilities | Carolinas | 2010-12-21 | Connected | Photovoltaic | Neubauer PV Installation | 2 | Northern | Single | 2011-04-07 |  | 2010-12-02 | Executed
DC | Greenwood | Paul M. Bagnoli | 120/240 | Distribution | 8 Sharp 235w PV ND- Q235F4 | 1.92 | Solar | Residential | 129 Settlement Ln. | Ninety Six | SC | 29666 | Approved | NM-SC Net Metering | Carolinas | 2013-06-11 | Connected | Photovoltaic |  | 7.52 | Southern | Single | 2013-04-25 | 2013-05-20 | 2013-04-25 | Executed
DC | Citrus | George Cannan |  | Distribution |  | 13.2 | Solar | Residential | 2903 W PINE RIDGE BLVD | Beverly Hills | FL | 34465 | Approved | NM-FL Net Metering | FL | 2009-11-24 | Connected | Photovoltaic |  | 11.22 | North Coastal |  | 2014-09-10 |  |  | Executed
DC | Orange | Paul M Killough | 120/240 | Distribution | qty 16 REC 255 Solar panels | 4.08 | Solar | Residential | 208 Justice St. | Chapel Hill | NC | 27516 | Approved | NM-NC Net Metering | Carolinas | 2015-01-07 | Connected | Photovoltaic |  | 4 | Northern | Single | 2014-11-25 | 2014-12-29 | 2014-11-25 | Executed
DC | Nash | George and Sherry Pugh | 120/240 | Distribution | 44 235W Schott solar Panels | 10.34 | Solar | Residential | 5061 Richardson Rd | Spring Hope | NC | 27882 | Approved | NM-NC Net Metering | PEC Carolinas | 2013-03-18 | Connected | Photovoltaic |  | 10 | Northern | Single | 2013-02-05 |  | 2013-02-05 | Executed
DC | Osceola | George Chen |  | Distribution |  | 9.92 | Solar | Residential | 7905 SEA PEARL CIR | KISSIMMEE | FL | 34747 | Approved | NM-FL Net Metering | FL | 2011-08-11 | Connected | Photovoltaic |  | 8.432 | South Central |  | 2014-09-10 |  |  | Executed
DC | Rowan | Paul Lucha | 120/240 | Distribution | Qty 16 Solarworld SW 260 | 4.16 | Solar | Non-Residential | 1125 Oak Grove Ln | Rockwell | NC | 28138 | Approved | NM-NC Net Metering | Carolinas | 2014-04-28 | Connected | Photovoltaic |  | 3.44 | Central | Single | 2014-03-19 | 2014-04-23 | 2014-03-19 | Executed
DC | Jefferson | Gilchrist CO BD PUB INST | 480Y/277 | Distribution | Qty 36 SW285W Solar Panels | 10.26 | Solar | Non-Residential | 1350 SW State Road 26 Classroom Addtn | Trenton | FL | 32693 | Pending | NM-FL Net Metering | FL |  | Pending | Photovoltaic |  | 8.72 | North Coastal | 3-phase | 2015-03-27 |  | 2015-03-27 | Open
DC | WAKE | GEORGE CREASY | 120/240 | Distribution | QTY 28 AXI 250 BLACKPREMIUM MODULES | 7 | Solar | Residential | 209 LANE OF TRISTRAM | GARNER | NC | 27529 | Approved | NC NM-Net Metering for Renewable Energy Facilities | PEC Carolinas | 2014-01-20 | Connected | Photovoltaic |  | 6.02 | Northern | Single | 2013-11-26 |  | 2013-11-26 | Executed
DC | Polk | George Chandley |  | Distribution |  | 9.9 | Solar | Residential | 1037 Sunset Drive | Lake Wales | FL | 33853 | Approved | NM-FL Net Metering | FL | 2006-09-15 | Connected | Photovoltaic |  | 8.415 | South Central |  | 2014-09-10 |  |  | Executed
DC | Polk | George O'Neil |  | Distribution |  | 5.7 | Solar | Residential | 2300 Hwy 17, #58 | Lake Wales | FL | 33853 | Approved | NM-FL Net Metering | FL | 2007-10-02 | Connected | Photovoltaic |  | 4.845 | South Central |  | 2014-09-10 |  |  | Executed
DC | Chatham | Gina Spadavecchio | 120/240 | Distribution |  | 2.6 | Solar | Residential | 130 Cole Dr | Chapel Hill | NC | 27517 | Pending | NC CSP29-Cogeneration and Small Power Producer-Sell All | PEC Carolinas |  | Pending | Photovoltaic |  | 2.08 | Northern | Single | 2015-04-08 |  | 2015-04-08 | Open
DC | Pinellas | George Farrington |  | Distribution |  | 5.2 | Solar | Residential | 11750 6TH ST E | Treasure Island | FL | 33706 | Approved | NM-FL Net Metering | FL | 2009-12-09 | Connected | Photovoltaic |  | 4.42 | South Coastal |  | 2014-09-10 |  |  | Executed
DC | Durham | GlaxoSmithKline - Main Campus - NM | 4,160Y/2,400 | Distribution |  | 2.43 | Solar | Non-Residential | 5 Moore Dr | Durham | NC | 27709 | Approved | NM-NC Net Metering | Carolinas | 2008-07-28 | Superseded | Photovoltaic |  | 2.43 | Northern | 3-phase | 2011-04-07 |  | 2008-07-15 | Superceded
DC | Durham | GlaxoSmithKline - Main Campus - NM | 4,160Y/2,400 | Distribution |  | 75 | Solar | Non-Residential | 5 Moore Dr | Durham | NC | 27709 | Approved | NM-NC Net Metering | Carolinas | 2008-12-18 | Superseded | Photovoltaic |  | 32.43 | Northern | 3-phase | 2011-04-07 |  | 2008-11-03 | Superceded
DC | Durham | GlaxoSmithKline - Main Campus - NM |  | Distribution |  | 30 | Solar | Non-Residential | 5 Moore Dr | Durham | NC | 27709 | Approved | NM-NC Net Metering | Carolinas | 2009-07-29 | Superseded | Photovoltaic |  | 107.43 | Northern | 3-phase | 2011-04-07 |  | 2009-06-11 | Superceded
DC | Lake | George Puryear |  | Distribution |  | 9 | Solar | Residential | 1529 LAKE VILLA DR | Tavares | FL | 32778 | Approved | NM-FL Net Metering | FL | 2013-01-22 | Connected | Photovoltaic |  | 7.65 | North Central |  | 2014-09-10 |  |  | Executed
DC | Vance | Glebe Solar Farm LLC |  |  |  |  | Solar | Non-Residential | 3160 Glebe Road | Henderson | NC | 27537 | Cancelled |  | PEC Carolinas |  | Cancelled | Photovoltaic |  | 5000 | Unknown | 3-phase | 2014-10-26 |  | 2014-09-15 | Cancelled
DC | LAKE | George Duffy |  | Distribution |  | 6.13 | Solar | Residential | 107 SALT MARSH LN, SOLAR POWER | GROVELAND | FL | 34736 | Approved | NM-FL Net Metering | FL | 2014-01-20 | Connected | Photovoltaic |  | 5.206 | South Central |  | 2014-09-10 |  |  | Executed
DC | Hamilton | George Farnsworth III | 120/240 | Distribution | twelve 255-Watt Hyundai HiS-255MG solar modules | 3.06 | Solar | Residential | 1021 Marion | Cincinnati | OH | 45229 | Approved | Rider NM - Net Metering Rider - OH | OH/KY | 2013-08-07 | Connected | Photovoltaic |  | 3 | Central | Single | 2013-07-25 |  | 2013-07-25 | Executed
DC | Rowan | Paul Kenneth Clifton | 12,470Y/7,200 | Distribution | QTY 12 Solar Panels | 3.24 | Solar | Residential | 585 Hartman Rd | Salisbury | NC | 28146 | Approved | NM-NC Net Metering | Carolinas | 2014-08-05 | Connected | Photovoltaic |  | 4.2 | Central | Single | 2014-07-31 | 2014-08-13 | 2014-07-31 | Executed
DC | Stokes | Glen Nergart | 120/240 | Distribution | Qty 12 Winaico 280W Solar Panels | 3.36 | Solar | Residential | 1619 Piney Grove Church Rd. | Danbury | NC | 27016 | Pending | NM-NC Net Metering | Carolinas |  | Pending | Photovoltaic |  | 2.88 | Northern | Single | 2015-05-12 |  | 2015-05-12 | Open
DC | Forsyth | Paul J Beerman | 120/240 | Distribution | Qty 36 Sunmodule SW275 Solar Panels | 9.9 | Solar | Residential | 5011 Hidden Lake Tr | Lewisville | NC | 27023 | Approved | NM-NC Net Metering | Carolinas | 2015-04-30 | Connected | Photovoltaic |  | 7.68 | Northern | Single | 2015-03-16 | 2015-04-29 | 2015-03-16 | Executed
DC | Highlands | George Phalan |  | Distribution |  | 2.4 | Solar | Residential | 118 EARLS CT | Sebring | FL | 33870 | Approved | NM-FL Net Metering | FL | 2012-03-05 | Connected | Photovoltaic |  | 2.04 | South Central |  | 2014-09-10 |  |  | Executed
DC | Butler | Glen Turner | 120/240 | Distribution | Eighteen 240 Watt Solar Panels | 4.32 | Solar | Residential | 6739 Alex Rd W | Middletown | OH | 45042 | Approved | Rider NM - Net Metering Rider - OH | OH/KY | 2011-08-16 | Cancelled | Photovoltaic |  | 3.96 | South | Single | 2011-07-30 |  | 2011-07-30 | Cancelled
DC | Pinellas | George Hernandez | 120/240 | Distribution | Suniva | 8.37 | Solar | Residential | 3824 SIENA LN | Palm Harbor | FL | 34685 | Approved | NM-FL Net Metering | FL | 2014-11-21 | Connected | Photovoltaic |  | 7.11 | South Coastal | Single | 2014-11-23 |  | 2014-11-23 | Executed
DC | Orange | Paul G. Keller | 120/240 | Distribution |  | 3.78 | Solar | Residential | 304 Faison Rd | Chapel Hill | NC | 27517 | Approved | NM-NC Net Metering | Carolinas | 2014-03-28 | Connected | Photovoltaic |  | 3.78 | Northern | Single | 2014-03-03 | 2014-03-19 | 2014-03-03 | Executed
DC | Macon | Paul Dyer | 120/240 | Distribution | Eight 240 Watt Sharp Solar Panels | 1.92 | Solar | Residential | 842 Chinquapin Mountain | Franklin | NC | 28734 | Approved | NM-NC Net Metering | Carolinas | 2012-01-30 | Connected | Photovoltaic |  | 1.92 | Southern | Single | 2012-01-10 |  | 2012-01-10 | Executed
DC | Buncombe | Glenn Arthur Bass | 120/240 | Distribution | QTY 32 SUNIVA 260 OPTIMUS SOLAR MODULES | 8.32 | Solar | Residential | 45 Wendover Rd | Asheville | NC | 28806 | Cancelled | NC NM-Net Metering for Renewable Energy Facilities | PEC Carolinas |  | Cancelled | Photovoltaic |  | 10.8 | Western | Single | 2014-08-04 |  | 2014-08-04 | Cancelled
DC | Pinellas | George Lysy |  | Distribution |  | 5.64 | Solar | Residential | 70 PEMBROKE CIR | Palm Harbor | FL | 34683 | Approved | NM-FL Net Metering | FL | 2010-08-12 | Connected | Photovoltaic |  | 4.794 | South Coastal |  | 2014-09-10 |  |  | Executed
DC | Citrus | George M Westenhoefer | 120/240 | Distribution | Mage | 6 | Solar | Residential | 5460 N ROSEDALE CIR, SOLAR POWER | Beverly Hills | FL | 34465 | Approved | NM-FL Net Metering | FL | 2014-12-12 | Connected | Photovoltaic |  | 5.1 | North Coastal | Single | 2014-12-15 |  | 2014-12-15 | Executed
DC | Greenville | Paul Donal Schlimgen | 120/240 | Distribution | Qty 14 (250 Watt) Suniva Opt250-60-4-100 | 3.5 | Solar | Residential | 3518 State Park Rd. | Greenville | SC | 29609 | Approved | NM-SC Net Metering | Carolinas | 2012-10-29 | Connected | Photovoltaic |  | 3.01 | Southern | Single | 2012-10-10 | 2012-10-22 | 2012-10-10 | Executed
DC | Buncombe | George Peery | 120/240 | Distribution | Qty 16 LG2501C-G3 | 4 | Solar | Residential | 1 Club Knoll Rd | Asheville | NC | 28804 | Approved | NM-NC Net Metering | PEC Carolinas | 2014-01-09 | Connected | Photovoltaic |  | 3.8 | Western | Single | 2013-11-01 |  | 2013-11-01 | Executed
DC | Mecklenburg | Paul D Skyers | 120/240 | Distribution | QTY 4 Rene Sola Virtus II 250W Modules | 1 | Solar | Residential | 3914 Green Pasture Rd | Charlotte | NC | 28269 | Approved | NM-NC Net Metering | Carolinas | 2015-02-18 | Connected | Photovoltaic |  | 0.86 | Central | Single | 2014-09-30 | 2015-02-17 | 2014-09-30 | Executed
DC | Mecklenburg | Paul Buckle | 120/240 | Distribution | Qty 8 250W Renesola Solar Panels | 2 | Solar | Residential | 2829 Monarch Dr | Charlotte | NC | 28214 | Approved | NM-NC Net Metering | Carolinas | 2014-11-19 | Connected | Photovoltaic |  | 1.72 | Central | Single | 2014-10-01 | 2014-11-17 | 2014-10-01 | Executed
DC | Orange | George Fry |  | Distribution |  | 2.96 | Solar | Residential | 1710 SWEETWATER WEST CIR | APOPKA | FL | 32712 | Approved | NM-FL Net Metering | FL | 2012-01-13 | Connected | Photovoltaic |  | 2.516 | North Central |  | 2014-09-10 |  |  | Executed
DC | Rowan | Paul Bardinas | 120/240 | Distribution | Qty 30 LG300N1C 300W Solar Panels | 9 | Solar | Residential | 1470 Glover Rd | Salisbury | NC | 28146 | Approved | NM-NC Net Metering | Carolinas | 2015-01-28 | Connected | Photovoltaic |  | 7.7 | Central | Single | 2014-11-04 | 2015-01-23 | 2014-11-04 | Executed
DC | Guilford | Paul A Musick | 120/240 | Distribution | 12 MAGE 250 / 6 PL US AC | 3 | Solar | Residential | 1602 Penny Rd | High Point | NC | 27265 | Approved | NM-NC Net Metering | Carolinas | 2014-08-06 | Connected | Photovoltaic |  | 2.856 | Northern | Single | 2014-06-12 | 2014-08-04 | 2014-06-12 | Executed
DC | Lake | George & Sharon Terwell | 120/240 | Distribution | Qty 25 Yingli #YL250 W-P Solar Panels | 6.25 | Solar | Residential | 159 Bayou Bend Rd | Groveland | FL | 34736 | Approved | NM-FL Net Metering | FL | 2015-01-22 | Connected | Photovoltaic |  | 5.31 | South Central | Single | 2015-01-19 |  | 2015-01-19 | Executed
DC | Union | Patsy Philemon | 120/240 | Distribution | QTY 4 Rene Sola Virtus II 250W Modules | 1 | Solar | Residential | 4418 Poxon Ln | Monroe | NC | 28110 | Approved | NM-NC Net Metering | Carolinas | 2015-02-25 | Connected | Photovoltaic |  | 0.86 | Central | Single | 2014-10-21 | 2015-01-02 | 2014-10-21 | Executed
DC | Volusia | George Brinton |  | Distribution |  | 5.88 | Solar | Residential | 1334 W PORTILLO DR | DELTONA | FL | 32725 | Approved | NM-FL Net Metering | FL | 2013-01-07 | Connected | Photovoltaic |  | 4.998 | North Central |  | 2014-09-10 |  |  | Executed
DC | Wake | Glory Road Energy, LLC |  |  |  | 3.54 | Solar | Residential | PO Box 689 | Wendell | NC | 27591 | Approved | NC CSP-Cogeneration and Small Power Producer-Sell All | PEC Carolinas | 2009-09-17 | Connected | Photovoltaic |  | 2.83 | Northern |  | 2012-10-18 |  |  | Executed
DC | Mecklenburg | Patricio Boyer | 120/240 | Distribution | QTY 18 Sunmodule 250 Modules | 4 | Solar | Residential | 3307 Airlie St | Charlotte | NC | 28205 | Approved | NM-NC Net Metering | Carolinas | 2014-10-29 | Connected | Photovoltaic |  | 4 | Central | Single | 2014-09-15 | 2014-10-20 | 2014-09-15 | Executed
DC | SEMINOLE | George Starks |  | Distribution |  | 6.24 | Solar | Residential | 4814 E LAKE DRIVE | WINTER SPRINGS | FL | 32708 | Approved | NM-FL Net Metering | FL | 2013-07-10 | Connected | Photovoltaic |  | 5.304 | North Central |  | 2014-09-10 |  |  | Executed
DC | Marion | George Thomas |  | Distribution |  | 4.14 | Solar | Residential | 8852 SE 132ND LOOP | SUMMERFIELD | FL | 34491 | Approved | NM-FL Net Metering | FL | 2010-01-26 | Connected | Photovoltaic |  | 3.519 | North Coastal |  | 2014-09-10 |  |  | Executed
DC | Yadkin | Goins Solar Farm, LLC | 12,470Y/7,200 | Distribution | QTY: 12,312 Canadian Solar 300P | 3693 | Solar | Non-Residential | 5629 U.S. Highway 601 | Yadkinville | NC | 27055 | Cancelled | PP-N NC - Non-Hydroelectric Qualifying Facilities | Carolinas |  | Cancelled | Photovoltaic |  | 3500 | Northern | 3-phase | 2013-11-22 |  | 2013-11-22 | Cancelled
DC | HAMILTON | GOLD MEDAL PRODUCTS - NM | 3 phase |  | two hundred thirty-four 220-W Schott Poly solar panels | 51.48 | Solar | Non-Residential | 10700 MEDALLION DR | CINCINNATI | OH | 45241 | Approved | Rider NM - Net Metering Rider - OH | OH/KY | 2010-08-20 | Connected | Photovoltaic |  | 48 | Central | 480Y/277 |  |  |  | Executed
DC |  | Golden State Foods |  | Distribution |  |  | Solar | Non-Residential | Unknown | Garner | NC | 0 | Cancelled |  | PEC Carolinas |  | Cancelled | Photovoltaic |  | 500 | Unknown |  | 2014-10-21 |  | 2012-05-02 | Cancelled
DC |  | Goldengate Farm, LLC |  | Distribution |  |  | Solar | Non-Residential | Unknown | Goldsboro | NC | 0 | Cancelled |  | PEC Carolinas |  | Cancelled | Photovoltaic |  | 5000 | Unknown |  | 2014-10-21 |  | 2013-03-28 | Cancelled
DC |  | GoldIvey Farm, LLC |  | Distribution | Canadian Solar CS6XX-300P |  | Solar | Non-Residential | Unknown | Goldsboro | NC | 0 | Cancelled |  | PEC Carolinas |  | Cancelled | Photovoltaic |  | 5000 | Unknown | 3-phase | 2014-10-21 |  | 2013-03-28 | Cancelled
DC |  | Goldsboro Farm, LCC |  | Distribution |  |  | Solar | Non-Residential | Unknown | Goldsboro | NC | 0 | Cancelled |  | PEC Carolinas |  | Cancelled | Photovoltaic |  | 5000 | Unknown |  | 2014-10-21 |  | 2012-07-16 | Cancelled
DC |  | Goldsboro Farm, LLC |  | Distribution | 8,448 Astronergy 290wp Panels | 2450 | Solar | Non-Residential | Arrington Bridge Rd and John St | Goldsboro | NC | 27530 | Cancelled | NC CSP-Cogeneration and Small Power Producer-Sell All | PEC Carolinas |  | Cancelled | Photovoltaic |  | 2000 | Northern |  | 2012-10-04 |  |  | Cancelled
DC | Durham | Patrick R and Charlotte Dungan | 120/240 | Distribution | 2 Strings of 12 (24 total) 260W LG Solar Panels | 6.24 | Solar | Residential | 614 Orindo Dr | Durham | NC | 27713 | Approved | NM-NC Net Metering | Carolinas | 2014-12-16 | Connected | Photovoltaic |  | 6 | Northern | Single | 2014-10-22 | 2014-12-16 | 2014-10-22 | Executed
DC | Gaston | Goodman Investment Group LLC | 120/240 | Distribution | 48 CS6X-300P | 14.4 | Solar | Non-Residential | 7202 Wilkinson Blvd. | Belmont | NC | 20639 | Approved | NM-NC Net Metering | Carolinas |  | Pending Meter Set | Photovoltaic |  | 12 | Central |  | 2015-03-18 | 2015-06-08 | 2015-03-18 | Open
DC | Seminole | Gerald Nissen |  | Distribution |  | 5.06 | Solar | Residential | 1423 CROCUS CT | Longwood | FL | 32750 | Approved | NM-FL Net Metering | FL | 2010-06-24 | Connected | Photovoltaic |  | 4.301 | North Central |  | 2014-09-10 |  |  | Executed
DC | Seminole | Goodwill of Central Florida - Solar | 208Y/120 | Distribution | Qty 423 Suniva 330W,Solar Panels | 139.59 | Solar | Non-Residential | 1819 Alafaya Trl, Goodwill | Oviedo | FL | 32765 | Pending | NM-FL Net Metering | FL |  | Pending | Photovoltaic |  | 118.65 | North Central | 3-phase | 2015-05-18 |  | 2015-05-18 | Open
DC | HAMILTON | GERALD CHECCO | 120/240 | Distribution | twenty-four 220-W SunPower SPR-220-BLK solar modules | 5.28 | Solar | Residential | 360 RESOR | CINCINNATI | OH | 45220 | Approved | Rider NM - Net Metering Rider - OH | OH/KY | 2010-08-11 | Connected | Photovoltaic |  | 10 | Central | Single |  |  |  | Executed
DC | Lake | Gerald Hujik |  | Distribution |  | 6.6 | Solar | Residential | 164 BAYOU BEND RD | Groveland | FL | 34736 | Approved | NM-FL Net Metering | FL | 2012-11-26 | Connected | Photovoltaic |  | 5.61 | South Central |  | 2014-09-10 |  |  | Executed
DC | Greenville | Patrick Lanfear | 120/240 | Distribution | Qty 26 (245 Watt) ET Solar ET-P660245B | 6.37 | Solar | Residential | 30 Tilley Rd | Cleveland | SC | 29635 | Approved | NM-SC Net Metering | Carolinas | 2013-09-13 | Connected | Photovoltaic |  | 4.8 | Southern | Single | 2013-08-08 | 2013-09-12 | 2013-08-08 | Executed
DC | LAKE | Gerald Liss |  | Distribution |  | 4.32 | Solar | Residential | 104 CUPANIA CT, SOLAR POWER | GROVELAND | FL | 34736 | Approved | NM-FL Net Metering | FL | 2013-10-08 | Connected | Photovoltaic |  | 3.672 | South Central |  | 2014-09-10 |  |  | Executed
DC |  | Gourd Branch Pv1 - Ecoplexus Inc. |  | Distribution |  |  | Solar | Non-Residential | 7041 Gourd Branch Road | Lucama | NC | 27851 | Cancelled |  | PEC Carolinas |  | Cancelled | Photovoltaic |  | 5000 | Unknown |  | 2014-10-21 |  | 2013-05-06 | Cancelled
DC | Guilford | GP Supply Company LLC | 208Y/120 | Distribution | QTY 5 Schuco 90 Watt Panels and 18 Schuco 230 Watt Panels | 55.62 | Solar | Non-Residential | 501 E. Washington St | Greensboro | NC | 27401 | Pending | PP-H NC - Hydroelectric Qualifying Facilities | Carolinas |  | Pending | Photovoltaic |  | 42.83 | Northern | 3-phase | 2014-05-30 |  | 2014-05-30 | Open
DC | Pamlico | Grace B. Evans |  |  |  | 4.5 | Solar | Residential | 501 Church Street | Oriental | NC | 28751 | Approved | NC CSP-Cogeneration and Small Power Producer-Sell All | PEC Carolinas | 2008-03-06 | Connected | Photovoltaic |  | 3.6 | Northern |  | 2012-10-18 |  |  | Executed
DC | Highlands | Gerald Million |  | Distribution |  | 5.04 | Solar | Residential | 2023 QUEEN AVE | Sebring | FL | 33875 | Approved | NM-FL Net Metering | FL | 2009-06-29 | Connected | Photovoltaic |  | 4.284 | South Central |  | 2014-09-10 |  |  | Executed
DC | Mecklenburg | Patrick E Schultheis | 120/240 | Distribution | Qty 4 Renesola Virtus II Module 250W | 1 | Solar | Residential | 12018 Redspire Dr Lot #98 | Charlotte | NC | 28278 | Approved | NM-NC Net Metering | Carolinas | 2014-11-20 | Connected | Photovoltaic |  | 0.86 | Central | Single | 2014-09-29 | 2014-10-20 | 2014-09-29 | Executed
DC | Guilford | Patrick D Sanecki | 120/240 | Distribution | Qty 18 (345 Watt) SunPower X-21/345W solar panels | 6.21 | Solar | Residential | 8317 McCrory Rd | Stokesdale | NC | 27357 | Approved | NM-NC Net Metering | Carolinas | 2015-03-20 | Connected | Photovoltaic |  | 6 | Northern | Single | 2015-03-03 | 2015-03-19 | 2015-03-03 | Executed
DC | LAKE | Gerald Schultz |  | Distribution |  | 8.09 | Solar | Residential | 179 BAYOU BEND RD, SOLAR POWER | GROVELAND | FL | 34736 | Approved | NM-FL Net Metering | FL | 2013-12-17 | Connected | Photovoltaic |  | 6.872 | South Central |  | 2014-09-10 |  |  | Executed
DC | Guilford | Patrick Blair | 120/240 | Distribution | Qty 14 250 Watt (Samsung LPC250SM) | 3.5 | Solar | Residential | 5401 Red Fox Dr | Oak Ridge | NC | 27310 | Approved | NM-NC Net Metering | Carolinas | 2012-10-15 | Connected | Photovoltaic |  | 3.01 | Northern | Single | 2012-09-21 | 2012-10-01 | 2012-09-21 | Executed
DC | PASCO | Gerald Mckinney |  | Distribution |  | 5 | Solar | Residential | 4930 PELICAN DRIVE | NEW PORT RICHEY | FL | 34652 | Approved | NM-FL Net Metering | FL | 2013-10-28 | Connected | Photovoltaic |  | 4.25 | South Coastal |  | 2014-09-10 |  |  | Executed
DC | Guilford | Patricia West | 120/240 | Distribution | Qty 18 (260 Watt) Suniva OPT260-60-4-1B0 Solar Panels | 4.62 | Solar | Residential | 5611 Lookout PL | McLeansville | NC | 27301 | Approved | NM-NC Net Metering | Carolinas | 2013-09-18 | Connected | Photovoltaic |  | 3.6 | Northern | Single | 2013-08-13 | 2013-08-26 | 2013-08-13 | Executed
DC | Pinellas | Gerald Rinker |  | Distribution |  | 5.17 | Solar | Residential | 10225 PARADISE BLVD | St Petersburg | FL | 33706 | Approved | NM-FL Net Metering | FL | 2010-07-15 | Connected | Photovoltaic |  | 4.395 | South Coastal |  | 2014-09-10 |  |  | Executed
DC | Union | Patricia Robinson | 120/240 | Distribution | QTY 5 Rene Sola Virtus II 250W Modules | 1.25 | Solar | Residential | 4504 Springview Dr | Monroe | NC | 28112 | Approved | NM-NC Net Metering | Carolinas | 2015-01-12 | Connected | Photovoltaic |  | 1.08 | Central | Single | 2014-11-04 | 2015-01-07 | 2014-11-04 | Executed
DC |  | Gerald White | 120/240 | Distribution | Qty 1 130 Watss Sunforce Monocrystalline Solar Panel | 0.13 | Solar | Residential | 1821 Beelor Rd. | Richmond | IN | 47374 | Approved | Net Metering - Standard Contract Rider No. 57 | IN | 2013-06-20 | Connected | Photovoltaic |  | 0.13 | Northern | Single | 2013-05-03 |  | 2013-05-03 | Executed
DC | Pasco | Gerry Goodman |  | Distribution |  | 5.28 | Solar | Residential | 4241 HEADSAIL DR | NEW PORT RICHEY | FL | 34652 | Approved | NM-FL Net Metering | FL | 2012-05-22 | Connected | Photovoltaic |  | 4.488 | South Coastal |  | 2014-09-10 |  |  | Executed
DC | Chatham | Grant Ingersoll | 120/240 |  |  | 3.78 | Solar | Residential | 183 Bingham Ridge Drive | Pittsboro | NC | 27312 | Approved | NC CSP-Cogeneration and Small Power Producer-Sell All | PEC Carolinas | 2009-04-01 | Connected | Photovoltaic |  | 3.02 | Northern | Single | 2012-10-18 |  |  | Executed
DC | Mecklenburg | Patricia R Hoffman | 120/240 | Distribution | qty 4 Renesola Virtus II 250W solar panels | 1 | Solar | Residential | 3737 Dunwoody Dr | Charlotte | NC | 28215 | Approved | NM-NC Net Metering | Carolinas | 2015-04-02 | Connected | Photovoltaic |  | 0.86 | Central | Single | 2014-12-31 | 2015-02-17 | 2014-12-31 | Executed
DC | Moore | Grant Solar, LLC |  | Distribution | Qty 21660 (300 Watt) Canadian Solar CSX-300P | 6498 | Solar | Non-Residential | Grant Rd | Vass | NC | 28394 | Cancelled | NC CSP29-Cogeneration and Small Power Producer-Sell All | PEC Carolinas |  | Cancelled | Photovoltaic |  | 4800 | Southern | 3-phase | 2014-10-26 |  | 2014-10-22 | Cancelled
DC | Buncombe | Grant Todd | 120/240 |  |  | 3.38 | Solar | Residential | 23 Cove Spring Dr. | Barnardsville | NC | 28709 | Approved | NC CSP-Cogeneration and Small Power Producer-Sell All | PEC Carolinas | 2011-02-03 | Connected | Photovoltaic |  | 2.7 | Western | Single | 2012-10-18 |  |  | Executed
DC | Greenville | Patricia Olson | 120/240 | Distribution | QTY 8 Sunmode 270 Modules | 2.16 | Solar | Residential | 26 Blue Water TRL | Taylors | SC | 29687 | Approved | NM-SC Net Metering | Carolinas | 2014-02-06 | Connected | Photovoltaic |  | 1.72 | Southern | Single | 2013-12-27 | 2014-02-05 | 2013-12-27 | Executed
DC | McDowell | Patricia E Murillo | 120/240 | Distribution | Qty 18 (260 Watt) Suniva OPT260-60-4-100 | 4.68 | Solar | Residential | 7623 US 70 W | Old Fort | NC | 28762 | Approved | NM-NC Net Metering | Carolinas | 2013-04-16 | Connected | Photovoltaic |  | 4.68 | Central | Single | 2013-02-08 | 2013-04-12 | 2013-02-08 | Executed
DC | BUNCOMBE | Great Oak Hill Farm, LLC | 120/240 |  |  | 11.25 | Solar | Residential | 67 Farm View Rd | Fairview | NC | 28730 | Approved | NC CSP-Cogeneration and Small Power Producer-Sell All | PEC Carolinas | 2010-12-22 | Connected | Photovoltaic |  | 9 | Western | Single | 2012-10-18 |  |  | Executed
DC | Durham | Patricia Davis | 120/240 | Distribution | Qty 14 SunEdison F270cyc-2x | 3.78 | Solar | Residential | 2911 Friendship Rd | Durham | NC | 27705 | Approved | NM-NC Net Metering | Carolinas | 2014-10-06 | Connected | Photovoltaic |  | 3.5 | Northern | Single | 2014-09-18 | 2014-10-02 | 2014-09-18 | Executed
DC | Seminole | Gertie Kwa |  | Distribution |  | 5.33 | Solar | Residential | 1859 OAKBROOK DR | Longwood | FL | 32779 | Approved | NM-FL Net Metering | FL | 2010-03-11 | Connected | Photovoltaic |  | 4.531 | North Central |  | 2014-09-10 |  |  | Executed
DC | POLK | Giatri Ali |  | Distribution |  | 10 | Solar | Residential | 7535 PLEASANT DR | HAINES CITY | FL | 33844 | Approved | NM-FL Net Metering | FL | 2014-07-03 | Connected | Photovoltaic |  | 8.5 | South Central |  | 2014-09-10 |  |  | Executed
DC | Guilford | Patricia Bailey | 120/240 | Distribution | Qty 8 (280 Watt) LG280N1C-G3 Solar Panels | 2.24 | Solar | Non-Residential | 7628 Penns Grove Rd | Summerfield | NC | 27358 | Approved | NM-NC Net Metering | Carolinas | 2014-10-20 | Connected | Photovoltaic |  | 1.72 | Northern | Single | 2014-10-06 | 2014-10-20 | 2014-10-06 | Executed
DC | Mecklenburg | Patricia and David Griesemer | 120/240 | Distribution | Qty 17 Solarworld 250 W Solar Panels | 4.25 | Solar | Residential | 808 Brookside Ave | Charlotte | NC | 28203 | Approved | NM-NC Net Metering | Carolinas | 2014-10-29 | Connected | Photovoltaic |  | 4.25 | Central | Single | 2014-08-18 | 2014-10-08 | 2014-08-18 | Executed
DC | Pinellas | Gina Alvarado |  | Distribution |  | 2.08 | Solar | Residential | 3618 BAYSHORE BLVD NE | St Petersburg | FL | 33703 | Approved | NM-FL Net Metering | FL | 2011-09-20 | Connected | Photovoltaic |  | 1.768 | South Coastal |  | 2014-09-10 |  |  | Executed
DC | Seminole | Gina M Sampson | 120/240 | Distribution | Qty 31 Solar World 250W Solar Panels | 7.75 | Solar | Residential | 144 Sheridan Ave | Longwood | FL | 32750 | Approved | NM-FL Net Metering | FL | 2015-05-22 | Connected | Photovoltaic |  | 6.588 | North Central | Single | 2015-05-15 |  | 2015-05-15 | Executed
DC | MARION | Ginger Sable |  | Distribution |  | 2.04 | Solar | Residential | 8888 SE 119TH ST, LOT 57 SHERWOOD | SUMMERFIELD | FL | 34491 | Approved | NM-FL Net Metering | FL | 2014-01-23 | Connected | Photovoltaic |  | 1.734 | North Coastal |  | 2014-09-10 |  |  | Executed
DC | Orange | Pamela Seama and Ben Feldman | 120/240 | Distribution | 26 (250 Watt) Siliken PV Modules SLK 60P6L | 6.5 | Solar | Residential | 304 Parkridge Ave | Chapel Hill | NC | 27517 | Approved | NM-NC Net Metering | Carolinas | 2012-10-03 | Connected | Photovoltaic |  | 6 | Northern | Single | 2012-08-28 | 2012-09-24 | 2012-08-28 | Executed
DC | Pasco | Glen Upchurch |  | Distribution |  | 4.6 | Solar | Residential | 4502 ONTARIO DR | NEW PORT RICHEY | FL | 34652 | Approved | NM-FL Net Metering | FL | 2011-06-24 | Connected | Photovoltaic |  | 3.91 | South Coastal |  | 2014-09-10 |  |  | Executed
DC | Burke | Pamela Genant | 120/240 | Distribution | QTY 39 Renogy 300 Watt Panels | 11.7 | Solar | Residential | 1519 Falls rd NW | Valdese | NC | 28690 | Approved | NM-NC Net Metering | Carolinas | 2015-04-08 | Connected | Photovoltaic |  | 9.09 | Central | Single | 2013-04-22 | 2015-03-31 | 2013-04-22 | Executed
DC |  | Glen Griffith | 120/240 | Distribution | Eight Westinghouse AC-175W Solar Panels (1.4 kW total) | 1.4 | Solar | Residential | 5753 Cahall School Rd. | Georgetown | OH | 45121 | Approved | Rider NM - Net Metering Rider - OH | OH/KY | 2011-06-06 | Connected | Photovoltaic |  | 1.4 | South | Single | 2011-05-27 |  | 2011-05-27 | Executed
DC | Lake | Glen Paluso | 120/240 | Distribution |  | 6.16 | Solar | Residential | 220 Crepe Myrtle Dr | Solar Groveland | FL | 34736 | Approved | NM-FL Net Metering | FL | 2014-12-26 | Connected | Photovoltaic |  | 5.236 | South Central | Single | 2015-05-04 |  | 2015-05-04 | Executed
DC | Warren | Glen Raven Solar One, LLC |  | Distribution |  | 499 | Solar | Non-Residential | 268 Hwy US 1 South | Norlina | NC | 27563 | Approved | Negotiated (NC) | PEC Carolinas | 2011-09-09 | Connected | Photovoltaic |  | 384 | Unknown |  | 2014-10-21 |  | 2011-03-16 | Executed
DC | Pinellas | Glen Upchurch | 120/240 | Distribution | Qty 47 Axitec250P (250watts), Solar Panels | 11.75 | Solar | Residential | 288 Jeru Blvd | Tarpon Springs | FL | 34689 | Approved | NM-FL Net Metering | FL | 2015-05-13 | Connected | Photovoltaic |  | 9.987 | South Coastal | Single | 2015-05-06 |  | 2015-05-06 | Executed
DC |  | Glenda M Baker | 120/240 | Distribution | Twelve Suntech 185 Watt (2.22 kW Total) | 2.22 | Solar | Residential | 3768 Fenton Road | Hamilton | OH | 45013 | Approved | Rider NM - Net Metering Rider - OH | OH/KY | 2011-06-29 | Connected | Photovoltaic |  | 2.22 | South | Single | 2011-06-21 |  | 2011-06-21 | Executed
DC | Buncombe | Glenda Ploeger | 120/240 | Distribution |  | 8.06 | Solar | Residential | 65 Witch Hazel Way | Fletcher | NC | 28732 | Approved | NC NM-Net Metering for Renewable Energy Facilities | PEC Carolinas | 2010-06-01 | Connected | Photovoltaic |  | 6.45 | Western | Single | 2012-10-18 |  |  | Executed
DC | Mecklenburg | Packard Place Properties, LLC | 480Y/277 | Distribution | Twenty-Two (230 Watt) Sharp NU-U230F3 | 5.06 | Solar | Non-Residential | 222 S Church St | Charlotte | NC | 28202 | Approved | NM-NC Net Metering | Carolinas | 2014-01-02 | Connected | Photovoltaic |  | 5 | Central | Single | 2012-03-15 | 2012-08-27 | 2012-03-15 | Executed
DC | Orange | Pacifica HOA - NM | 120/240 | Distribution |  | 5.3 | Solar | Non-Residential | 141 Viburnum Way | Carrboro | NC | 27510 | Approved | PP-N NC - Non-Hydroelectric Qualifying Facilities | Carolinas | 2007-11-27 | Connected | Photovoltaic | Pacifica PV Installation | 5.3 | Northern | Single | 2011-04-07 |  | 2007-10-10 | Executed
DC | Catawba | Owen Solar, LLC |  | Distribution | Qty 21780 (285 Watt) Trina TSM-285 PA14 | 6207 | Solar | Non-Residential | 4935 Hickory Lincolnton Hwy | Lincolnton | NC | 28092 | Approved | PP-N NC - Non-Hydroelectric Qualifying Facilities | Carolinas |  | Under Construction | Photovoltaic |  | 5000 | Central | 3-phase | 2012-10-08 |  | 2012-10-08 | Open
DC | Volusia | Glenn Foreman |  | Distribution |  | 5 | Solar | Residential | 410 PERRY LN | Lake Helen | FL | 32744 | Approved | NM-FL Net Metering | FL | 2010-06-02 | Connected | Photovoltaic |  | 4.25 | North Central |  | 2014-09-10 |  |  | Executed
DC | Buncombe | Greg W. Cumberford | 120/240 |  |  | 3.15 | Solar | Residential | 27 Acorn Lane | Fletcher | NC | 28732 | Approved | NC CSP-Cogeneration and Small Power Producer-Sell All | PEC Carolinas | 2009-09-09 | Connected | Photovoltaic |  | 2.52 | Western | Single | 2012-10-18 |  |  | Executed
DC | Mecklenburg | Osborne Brothers Electric | 480Y/277 | Distribution | QTY 176 Hanwha 250 Watt Modukes | 44 | Solar | Non-Residential | 6431 Hendry Rd | Charlotte | NC | 28269 | Approved | NM-NC Net Metering | Carolinas | 2014-08-29 | Connected | Photovoltaic |  | 33.88 | Central | 3-phase | 2014-06-27 | 2014-08-26 | 2014-06-27 | Executed
DC | Orange | Glenn Sellers |  | Distribution |  | 5.67 | Solar | Residential | 7521 LAKE ALBERT DR | Windermere | FL | 34786 | Approved | NM-FL Net Metering | FL | 2011-07-19 | Connected | Photovoltaic |  | 4.82 | South Central |  | 2014-09-10 |  |  | Executed
DC | Cleremont | Glenn Shenton | 120/240 | Distribution | eighteen 265-W LG265 MonoX solar panels | 4.77 | Solar | Residential | 5067 Eagles View | Cincinnati | OH | 45244 | Approved | Rider NM - Net Metering Rider - OH | OH/KY | 2014-07-18 | Connected | Photovoltaic |  | 5 | North | Single | 2014-05-07 |  | 2014-05-07 | Executed
DC | MONROE | GREGORY ELLIS | 120/240 |  | 12 Solar World 165 W panels | 1.98 | Solar | Residential | 1327 DUNN ST S Lot: 33 | BLOOMINGTON | IN | 47401 | Approved | Net Metering - Standard Contract Rider No. 57 | IN | 2007-08-15 | Superseded | Photovoltaic |  | 1.98 | Soutwest | Single |  |  |  | Superceded
DC | Orange | Glenn Janocko |  | Distribution |  | 4.8 | Solar | Residential | 6605 CITRUS VALLEY DR | Orlando | FL | 32812 | Approved | NM-FL Net Metering | FL | 2010-02-24 | Connected | Photovoltaic |  | 4.08 | South Central |  | 2014-09-10 |  |  | Executed
DC | Orange | Gloria Garcia | 120/240 | Distribution | Qty 40 Canadian CS6P 255W Solar Panles | 10.2 | Solar | Residential | 4309 Neko Ct | Orlando | FL | 32829 | Approved | NM-FL Net Metering | FL | 2015-05-04 | Connected | Photovoltaic |  | 8.67 | South Central | Single | 2015-04-27 |  | 2015-04-27 | Executed
DC | Wake | Gloria Hovaniec | 120/240 | Distribution | Qty 12: SolarWorld 265 Solar Modules | 3.18 | Solar | Residential | 7717 Brookdale Dr | Raleigh | NC | 27616 | Approved | NM-NC Net Metering | PEC Carolinas | 2015-03-10 | Connected | Photovoltaic |  | 3 | Northern | Single | 2015-01-07 |  | 2015-01-07 | Executed
DC | Marion | Gloria L Gulden | 120/240 | Distribution | Solar World SW 250 | 3 | Solar | Residential | 1781 SE 85th Street Rd *HSE | Ocala | FL | 34480 | Approved | NM-FL Net Metering | FL | 2014-09-23 | Connected | Photovoltaic |  | 2.55 | North Coastal | Single | 2014-09-26 |  | 2014-09-26 | Executed
DC | Volusia | Gloria Treger |  | Distribution |  | 6.16 | Solar | Residential | 1120 HERON POINT WAY | Deland | FL | 32724 | Approved | NM-FL Net Metering | FL | 2012-11-06 | Connected | Photovoltaic |  | 5.236 | North Central |  | 2014-09-10 |  |  | Executed
DC | Wilkes | Gregory K. Dexter | 120/240 | Distribution | SailSea Int'L ss 6.4-5000 | 5 | Wind | Residential | 679 Martin Byrd Road | Elkin | NC | 28621 | Cancelled | NM-NC Net Metering | Carolinas |  | Cancelled | Turbine |  | 5 | Northern | Single | 2011-05-16 |  | 2011-05-09 | Cancelled
DC | Orange | Gmri Inc (Darden) - 1St Installation |  | Distribution |  | 520 | Solar | Non-Residential | 3801 W TAFT VINELAND RD, SB 1 | ORLANDO | FL | 32837 | Approved | NM-FL Net Metering | FL | 2011-12-27 | Connected | Photovoltaic |  | 442 | South Central |  | 2014-09-10 |  |  | Executed
DC | Orange | Gmri Inc (Darden) - 2Nd Installation |  | Distribution |  | 520 | Solar | Non-Residential | 3801 W TAFT VINELAND RD, SB 2 | ORLANDO | FL | 32837 | Approved | NM-FL Net Metering | FL | 2011-12-27 | Connected | Photovoltaic |  | 442 | South Central |  | 2014-09-10 |  |  | Executed
DC | Orange | Gmri Inc (Darden) - 3Rd Installation |  | Distribution |  | 30 | Solar | Non-Residential | 3815 W TAFT VINELAND RD, PRKING GARAGE | ORLANDO | FL | 32837 | Approved | NM-FL Net Metering | FL | 2011-12-27 | Connected | Photovoltaic |  | 25.5 | South Central |  | 2014-09-10 |  |  | Executed
DC | Mecklenburg | Optima Engineering, PA - NM | 208Y/120 | Distribution |  | 8.4 | Solar | Non-Residential | 1927 South Tryon St, Suite 300 | Charlotte | NC | 28203 | Approved | PP-N NC - Non-Hydroelectric Qualifying Facilities | Carolinas | 2008-10-17 | Connected | Photovoltaic | Optima PV Installation | 8.4 | Central | 3-phase | 2011-04-07 |  | 2008-07-15 | Executed
DC | ORANGE | Goodwill Of Central Florida |  | Distribution |  | 153.7 | Solar | Non-Residential | 12170 LAKE UNDERHILL RD | ORLANDO | FL | 32825 | Approved | NM-FL Net Metering | FL | 2014-04-24 | Connected | Photovoltaic |  | 130.645 | South Central |  | 2014-09-10 |  |  | Executed
DC | HERNANDO | Gopal Korupolu |  | Distribution |  | 7.42 | Solar | Residential | 15494 CAMBRIA DR | BROOKSVILLE | FL | 34609 | Approved | NM-FL Net Metering | FL | 2014-02-05 | Connected | Photovoltaic |  | 6.307 | North Coastal |  | 2014-09-10 |  |  | Executed
DC | Carteret | Gordon Koncal | 120/240 | Distribution | QTY 18 Kyocera KD325GX-LFB Modules | 5.85 | Solar | Residential | 2804 Easy St | Newport | NC | 28570 | Pending | NC CSP29-Cogeneration and Small Power Producer-Sell All | PEC Carolinas | 2014-10-22 | Connected | Photovoltaic |  | 7.6 | Eastern | Single | 2014-08-07 |  | 2014-08-07 | Executed
DC | Franklin | Gordon Meacham |  | Distribution |  | 0 | Solar | Residential | 246 ATLANTIC AVE *HSE, BEH RANCHO MOTEL | Apalachicola | FL | 32320 | Approved | NM-FL Net Metering | FL | 2010-08-12 | Connected | Photovoltaic |  | 0.001 | North Coastal |  | 2014-09-10 |  |  | Executed
DC | Forsyth | Gregory S. Hardie | 120/240 | Distribution |  | 4.05 | Solar | Residential | 1619 Appian Wy | Clemmons | NC | 27012 | Approved | NM-NC Net Metering | Carolinas | 2009-12-18 | Superseded | Photovoltaic |  | 4 | Northern | Single | 2011-04-07 |  | 2009-11-16 | Superceded
DC | Pinellas | Gordon Wilder | 120/240 | Distribution |  | 8 | Solar | Residential | 11163 129TH AVE | Largo | FL | 33778 | Approved | NM-FL Net Metering | FL | 2014-12-31 | Connected | Photovoltaic |  | 6.8 | South Coastal | Single | 2014-12-21 |  | 2014-12-21 | Executed
DC | Rowan | Oliver O Rufty | 120/240 | Distribution | 30 - Solar World Sun Module SW270 Solar Panels | 8.1 | Solar | Residential | 2080 Saint Luke Church Rd | Salisbury | NC | 28146 | Approved | NM-NC Net Metering | Carolinas | 2013-10-11 | Connected | Photovoltaic |  | 7.5 | Central | Single | 2013-07-12 | 2013-10-09 | 2013-07-12 | Executed
DC | Franklin | Grady Privette | 120/240 | Distribution |  | 6.88 | Solar | Residential | 192 Brodie Privette Road | Zebulon | NC | 27597 | Approved | NC NM-Net Metering for Renewable Energy Facilities | PEC Carolinas | 2009-12-23 | Connected | Photovoltaic |  | 5.5 | Northern | Single | 2012-10-18 |  |  | Executed
DC | Polk | Graeme Hastings | 120/240 | Distribution | 28 Panel 198 Watt 5544 Watt | 5.54 | Solar | Residential | 304 Old Bridge Cir | Davenport | FL | 33897 | Approved | NM-FL Net Metering | FL | 2014-09-29 | Connected | Photovoltaic |  | 4.712 | South Central | Single | 2014-09-26 |  | 2014-09-26 | Executed
DC |  | Graeme Wilson | 120/240 | Distribution | twenty 235 W Schott Perform Poly 235 solar modules | 4.7 | Solar | Residential | 3883 S Inverness Farm Rd | Bloomington | IN | 47401 | Approved | Net Metering - Standard Contract Rider No. 57 | IN | 2012-08-31 | Connected | Photovoltaic |  | 4.3 | Central | Single | 2012-06-12 |  | 2012-06-12 | Executed
DC | Mecklenburg | Olee Olsen Jr | 120/240 | Distribution | Qty 15 LG305N1C Solar Panels | 4.58 | Solar | Residential | 18823 Peninsula Cove Ln Lot #311 | Cornelius | NC | 28031 | Approved | NM-NC Net Metering | Carolinas | 2015-01-07 | Connected | Photovoltaic |  | 4 | Central | Single | 2014-10-20 | 2015-01-06 | 2014-10-20 | Executed
DC |  | Grifton Farm, LLC |  | Distribution |  |  | Solar | Non-Residential | Unknown | Grifton | NC | 0 | Cancelled |  | PEC Carolinas |  | Cancelled | Photovoltaic |  | 5000 | Unknown |  | 2014-10-21 |  | 2013-02-09 | Cancelled
DC | Craven | Grove Solar LLC |  | Distribution | QTY 22,344 JA Soalr 310 JAP6 Panels | 6926.7 | Solar | Non-Residential | 1100 Washington Post Rd | New Bern | NC | 28560 | Pending |  | PEC Carolinas |  | Pending | Photovoltaic |  | 5010 | Unknown | 3-phase | 2015-02-25 |  | 2015-02-25 | Open
DC | Craven | Grove Solar LLC |  | Distribution | Qty 44,688 JA Solar JAP6 72-310/3BB | 13853.28 | Solar | Non-Residential | 1100 Washington Post Rd | New Bern | NC | 28560 | Cancelled |  | PEC Carolinas |  | Cancelled | Photovoltaic |  | 10020 | Unknown | 3-phase | 2015-01-05 |  | 2015-01-05 | Cancelled
DC | Robeson | Grover Innovative Solar Park LLC |  | Distribution | Qty 8,960 CSUN305-72P 300W | 2688 | Solar | Non-Residential | 2947 Hilly Branch Rd | Lumberton | NC | 28360 | On Hold |  | PEC Carolinas |  | Pending | Photovoltaic |  | 2000 | Unknown | 3-phase | 2014-10-26 |  | 2014-10-22 | Open
DC | Lenoir | GTP 2 LLC |  | Distribution | Qty 20,976 Q cells 300W Pollycrystalline solar module | 6292.8 | Solar | Non-Residential | Taylor Heath Rd | Kinston | NC | 28501 | Pending |  | PEC Carolinas |  | Pending | Photovoltaic |  | 4800 | Unknown | 3-phase | 2015-02-02 |  | 2015-02-02 | Open
DC | Lenoir | GTP 3 LLC |  | Distribution | Qty 4,432 Q.Pro L 300W PollyCrystalline | 1329.6 | Solar | Non-Residential | 3800 Hwy 58 North | Matthews | NC | 28105 | Pending |  | PEC Carolinas |  | Pending | Photovoltaic |  | 1000 | Unknown | 3-phase | 2015-02-02 |  | 2015-02-02 | Open
DC | Anson | Guernsey Holdings, LLC |  | Distribution |  |  | Solar | Non-Residential | Unknown | Wadesboro | NC | 28170 | Approved |  | PEC Carolinas |  | Pending | Photovoltaic |  | 4950 | Unknown |  | 2014-10-21 |  | 2014-07-10 | Open
DC | Guilford | Guilford 29 Farm, LLC |  | Distribution | Qty 21660 (300 Watt) Canadian Solar CS6X-300P | 6498 | Solar | Non-Residential | 6101 US Highway 29 | Browns Summit | NC | 27214 | Cancelled | PP-N NC - Non-Hydroelectric Qualifying Facilities | Carolinas |  | Cancelled | Photovoltaic |  | 4500 | Northern | 3-phase | 2013-02-11 |  | 2013-02-11 | Cancelled
DC | Lake | Graham Dews |  | Distribution |  | 3.01 | Solar | Residential | 246 BAYOU BEND RD | Groveland | FL | 34736 | Approved | NM-FL Net Metering | FL | 2012-03-13 | Connected | Photovoltaic |  | 2.559 | South Central |  | 2014-09-10 |  |  | Executed
DC | KENTON | GURGANUS FAMILY LLC | 208Y/120 |  | sixteen 315-W SunPower SPR-315-WHT solar panels | 5.04 | Solar | Residential | 100 RIVERSIDE PL | COVINGTON | KY | 41011 | Approved | Rider NM - Net Metering Rider - KY | OH/KY | 2010-03-30 | Connected | Photovoltaic |  | 5.04 | North | 3 phase |  |  |  | Executed
DC | Wake | Graham Partington | 120/240 | Distribution |  | 3.4 | Solar | Residential | 5215 Coffee Tree Drive | Raleigh | NC | 27613 | Approved | NC NM-Net Metering for Renewable Energy Facilities | PEC Carolinas | 2010-06-17 | Connected | Photovoltaic |  | 2.72 | Northern | Single | 2012-10-18 |  |  | Executed
DC | Columbus | Graham Solar Center, LLC |  | Distribution |  |  | Solar | Non-Residential | 471 Graham Street | Fair Bluff | NC | 28439 | Approved | NC CSP27-Cogeneration and Small Power Producer-Sell All | PEC Carolinas | 2014-12-22 | Connected | Photovoltaic |  | 4990 | Unknown |  | 2014-10-21 |  | 2012-12-05 | Executed
DC | Pinellas | Grand Central St Pete Ii Lc - 1St Installation |  | Distribution |  | 86.62 | Solar | Non-Residential | 1950 CENTRAL AVE, HSE METER | ST PETERSBURG | FL | 33712 | Approved | NM-FL Net Metering | FL | 2012-10-30 | Connected | Photovoltaic |  | 73.627 | South Coastal |  | 2014-09-10 |  |  | Executed
DC | Wake | Gwendolyn Anderson | 120/240 |  |  | 3.16 | Solar | Residential | 4408 MacCheever Court | Raleigh | NC | 27606 | Approved | NC CSP-Cogeneration and Small Power Producer-Sell All | PEC Carolinas | 2011-02-15 | Connected | Photovoltaic |  | 2.53 | Northern | Single | 2012-10-18 |  |  | Executed
DC | Pinellas | Grand Central St Pete Ii Lc - 2Nd Installation |  | Distribution |  | 40.2 | Solar | Non-Residential | 1960 CENTRAL AVENUE | NEW ST. PETERSBURG | FL | 33712 | Approved | NM-FL Net Metering | FL | 2013-07-12 | Connected | Photovoltaic |  | 34.17 | South Coastal |  | 2014-09-10 |  |  | Executed
DC | Chatham | Grant Ingersoll | 120/240 | Distribution | QTY 14 Sharp 200 Watt Modules | 2.8 | Solar | Residential | 183 Bingham Ridge Drive | Pittsboro | NC | 27312 | Approved | NC NM-Net Metering for Renewable Energy Facilities | PEC Carolinas | 2015-01-28 | Connected | Photovoltaic |  | 2.2 | Northern | Single | 2014-11-11 |  | 2014-11-11 | Executed
DC | Seminole | Grant R Campbell | 120/240 | Distribution |  | 4.94 | Solar | Residential | 967 Finrod Way | Casselberry | FL | 32707 | Approved | NM-FL Net Metering | FL | 2013-06-04 | Connected | Photovoltaic |  | 4.199 | North Central | Single | 2014-09-10 |  |  | Executed
DC | Granville | Granville Solar, LLC |  | Distribution |  | 3000 | Solar | Non-Residential | 7169 Hwy 15 | Oxford | NC | 27565 | Approved | Negotiated (NC) | PEC Carolinas | 2012-10-28 | Connected | Photovoltaic |  | 2750 | Unknown |  | 2014-10-21 |  | 2012-02-10 | Executed
DC | Pinellas | Great Bay Distributors Inc | 480Y/277 | Distribution | Qty 4,546 (330 Watt) Suniva Opt 330-72-4-100 Solar Panels | 1500.18 | Solar | Non-Residential | 2750 Eagle Ave N | St. Petersburg | FL | 33716 | Approved | NM-FL Net Metering | FL | 2015-05-21 | Connected | Photovoltaic |  | 1275.15 | South Coastal | 3-phase | 2014-10-08 |  | 2015-04-30 | Executed
DC | Alachua | Great Outdoors Tradng Co LLC |  | Distribution |  | 8.72 | Solar | Non-Residential | 65 N MAIN ST, * RESTRNT | High Springs | FL | 32643 | Approved | NM-FL Net Metering | FL | 2012-08-24 | Connected | Photovoltaic |  | 7.412 | North Coastal |  | 2014-09-10 |  |  | Executed
DC | Davidson | Old Dominion Freight Line Inc | 480Y/277 | Distribution |  | 1750 | Solar | Non-Residential | 100 Don Truell Ln | Thomasville | NC | 27360 | Approved | PP-N NC - Non-Hydroelectric Qualifying Facilities | Carolinas | 2011-12-20 | Connected | Photovoltaic | ODFL PV Installation | 1500 | Northern | 3-phase | 2011-10-17 |  | 2011-10-17 | Executed
DC |  | H Randolph Anderson | 120/240 | Distribution | Qty 18 MC4CHSM661P-310W solar panels | 5.6 | Solar | Residential | 17728 Deer Isle Cir | Winter Garden | FL | 34787 | Pending | NM-FL Net Metering | FL |  | Pending | Photovoltaic |  | 4.76 | South Central | Single | 2015-03-31 |  | 2015-03-31 | Open
DC | Orange | Oenophilia - NM | 208Y/120 | Distribution |  | 18.48 | Solar | Non-Residential | 500 Meadowland Dr | Hillsborough | NC | 27278 | Approved | PP-N NC - Non-Hydroelectric Qualifying Facilities | Carolinas | 2010-06-14 | Connected | Photovoltaic | Oenophilia PV Installation | 18.48 | Northern | 3-phase | 2011-04-07 |  | 2010-06-01 | Executed
DC | Columbus | H.R. Strickland Jr. | 120/240 | Distribution | qty 12 Sunmodule 280W PV Modules | 3.36 | Solar | Residential | 779 Pages Mill Rd | Cerro Gordo | NC | 28430 | Pending | NC NM-Net Metering for Renewable Energy Facilities | PEC Carolinas |  | Pending | Photovoltaic |  | 2.88 | Eastern | Single | 2015-05-22 |  | 2015-05-22 | Open
DC | Johnston | Hale Pv1 - Ecoplexus Inc. |  | Distribution |  |  | Solar | Non-Residential | Unknown | Benson | NC | 27504 | On Hold |  | PEC Carolinas |  | Pending | Photovoltaic |  | 5000 | Unknown |  | 2014-10-21 |  | 2013-05-06 | Open
DC | Orange | Green Cube Self Storage, LLC | 120/240 | Distribution | 64 Renasola 250W Solar Panels | 16 | Solar | Non-Residential | 128 McGhee Rd | Chapel Hill | NC | 27517 | Approved |  | PEC Carolinas | 2015-02-03 | Connected | Photovoltaic |  | 16 | Northern |  | 2014-12-15 |  | 2014-12-15 | Executed
DC | Richmond | Hamlet Solar, LLC |  | Distribution |  |  | Solar | Non-Residential | Unknown | Hamlet | NC | 28345 | Cancelled |  | PEC Carolinas |  | Cancelled | Photovoltaic |  | 4999 | Unknown |  | 2014-10-21 |  | 2013-10-18 | Cancelled
DC | Lake | Green Key Village HOA | 120/240 | Distribution |  | 2.88 | Solar | Non-Residential | 1228 Fiest Key Cir, mail Kiosk | Lady Lake | FL | 32159 | Approved | NM-FL Net Metering | FL | 2015-03-18 | Connected | Photovoltaic |  | 2.448 | North Coastal | Single | 2015-05-04 |  | 2015-05-04 | Executed
DC | LAKE | Green Green Key Village Llc |  | Distribution |  | 7.05 | Solar | Residential | 1182 FIESTA KEY CIR | LADY LAKE | FL | 32159 | Approved | NM-FL Net Metering | FL | 2014-07-10 | Connected | Photovoltaic |  | 5.993 | North Coastal |  | 2014-09-10 |  |  | Executed
DC | LAKE | Green Key Village LLC - NonRes |  | Distribution |  | 7.2 | Solar | Non-Residential | 1207 FIESTA KEY CIRCLE | LADY LAKE | FL | 32159 | Approved | NM-FL Net Metering | FL | 2013-11-11 | Connected | Photovoltaic |  | 6.12 | North Coastal |  | 2014-09-10 |  |  | Executed
DC | Johnston | Happy Solar, LLC |  | Distribution | Trina TSM-285 PA14 PV Module |  | Solar | Non-Residential | 831 Ivey Road | Benson | NC | 27504 | Approved | NC CSP29-Cogeneration and Small Power Producer-Sell All | PEC Carolinas |  | Under Construction | Photovoltaic |  | 4000 | Eastern | 3-phase | 2014-10-21 |  | 2013-05-10 | Open
DC | Lenoir | Greenfield Power GTP One, LLC |  | Distribution |  | 250 | Solar | Non-Residential | 3800 Hwy 58 North | Kinston | NC | 28504 | Approved | Negotiated (NC) | PEC Carolinas | 2010-12-19 | Connected | Photovoltaic |  | 192.5 | Unknown |  | 2014-10-21 |  | 2010-05-10 | Executed
DC | ORANGE | Green'S Environmental Serv |  | Distribution |  | 18.36 | Solar | Non-Residential | 3027 Forsyth Rd | NEW WINTER PARK | FL | 32792 | Approved | NM-FL Net Metering | FL | 2014-07-28 | Connected | Photovoltaic |  | 15.606 | North Central |  | 2014-09-10 |  |  | Executed
DC | Orange | Oakdale Holding, LLC - NM | 208Y/120 | Distribution |  | 18.48 | Solar | Non-Residential | 2201 Old NC Highway 86 | Hillsborough | NC | 27278 | Approved | PP-N NC - Non-Hydroelectric Qualifying Facilities | Carolinas | 2011-05-12 | Connected | Photovoltaic | Oakdale Holding PV Installation | 18.48 | Northern | 3-phase | 2011-04-07 |  | 2010-06-23 | Executed
| MONROE | HARMONY SCHOOL CORPORATION | 120/240 |  |  |  | Solar | Non-Residential | 323 WALNUT ST S | BLOOMINGTON | IN | 47401 | Cancelled | Net Metering - Standard Contract Rider No. 57 | IN | 2008-05-28 | Cancelled | Photovoltaic |  | 0.7 | Soutwest | Single |  |  |  | Cancelled
DC | CLINTON | Stephen Harness | 480Y/277 | Distribution | five hundred seventy-six 250-W Kyocera KD250GX-LFB2 solar panels | 144 | Solar | Non-Residential | 7734 COUNTY RD 500 E S | FRANKFORT | IN | 46041 | Pending | Net Metering - Standard Contract Rider No. 57 | IN |  | Pending | Photovoltaic |  | 123.84 | Northern | 3-phase | 2013-11-27 |  | 2013-11-27 | Open
DC | Anderson | Carolina Tractor & Marine | 12,470Y/7,200 | Transmission | 45600 (315 Watt) Kyocera KD 315GX-LPB | 14364 | Solar | Non-Residential | 2900 Highway 29 S | Anderson | SC | 29626 | Cancelled |  | Carolinas |  | Cancelled | Photovoltaic |  | 12000 | Southern | 3-phase | 2012-06-05 |  | 2012-06-05 | Cancelled
DC | Alamance | Nypro Inc. | 480Y/277 | Distribution |  | 221.76 | Solar | Non-Residential | 1018 Corporate Park Drive | Mebane | NC | 27302 | Approved | PP-N NC - Non-Hydroelectric Qualifying Facilities | Carolinas | 2011-05-12 | Connected | Photovoltaic | Nypro PV Installation | 221.76 | Northern | 3-phase | 2011-05-16 |  | 2011-02-25 | Executed
DC | Laurens | Headspring Solar Center, LLC |  | Transmission | Qty 43,200 Yingli YGE 305W Solar Panels | 13176 | Solar | Non-Residential | Highway 76 East | Kinards | SC | 29355 | Pending |  | Carolinas |  | Pending | Photovoltaic |  | 9600 | Southern | 3-phase | 2015-02-27 |  | 2015-02-27 | Open
DC | Rowan | North Kannapolis Baptist Church | 480Y/277 | Distribution | 60 (175 Watt) BP 4 Series | 10.5 | Solar | Non-Residential | 312 Locust ST | Kannapolis | NC | 28081 | Approved | NM-NC Net Metering | Carolinas | 2012-04-26 | Connected | Photovoltaic |  | 10 | Central | 3-phase | 2011-12-22 |  | 2011-12-22 | Executed
DC | CLERMONT | GREG HOWARD | 120/240 | Distribution | twenty-four 175-W Suntech Black Label 175S-24/Ab-1 solar panels | 4.2 | Solar | Residential | 1476 MONROE FARMS LN | NEW RICHMOND | OH | 45157 | Approved | Rider NM - Net Metering Rider - OH | OH/KY | 2011-01-18 | Connected | Photovoltaic |  | 4.2 | East | Single | 2011-05-11 |  | 2011-05-11 | Executed
DC | Pinellas | Greg Silver |  | Distribution |  | 2.3 | Solar | Residential | 129 CARLYLE DR | Palm Harbor | FL | 34683 | Approved | NM-FL Net Metering | FL | 2011-06-20 | Connected | Photovoltaic |  | 1.955 | South Coastal |  | 2014-09-10 |  |  | Executed
DC | HIGHLANDS | Greg Slaga |  | Distribution |  | 7.19 | Solar | Residential | 15 TALL OAKS TRL | LAKE PLACID | FL | 33852 | Approved | NM-FL Net Metering | FL | 2014-07-16 | Connected | Photovoltaic |  | 6.115 | South Central |  | 2014-09-10 |  |  | Executed
DC | Wayne | Harrell's Hill Solar Center, LLC |  | Distribution |  |  | Solar | Non-Residential | 295 Harrell's Hill Road | Mt. Olive | NC | 28365 | Approved | NC CSP27-Cogeneration and Small Power Producer-Sell All | PEC Carolinas |  | Pending IA | Photovoltaic |  | 5000 | Unknown |  | 2014-10-21 |  | 2012-11-29 | Open
DC | Bartholomew | Greg Volland | 120/240 | Distribution | twenty-six 240-W Sharp MD-240QCJBX solar panels | 6.24 | Solar | Residential | 9700 300 S W | Columbus | IN | 47202 | Approved | Net Metering - Standard Contract Rider No. 57 | IN | 2014-11-07 | Connected | Photovoltaic |  | 5 | Southern | Single | 2014-10-03 |  | 2014-10-03 | Executed
AC | New Hanover | Harris Teeter - Store 162 |  | Distribution |  |  | Diesel | Non-Residential | Unknown | Wilmington | NC | 28403 | Approved |  | PEC Carolinas |  | Pending IA | Reciprocating Engine |  | 600 | Unknown |  | 2014-10-21 |  | 2012-04-18 | Open
AC | Cumberland | Harris Teeter - Store 393 |  | Distribution |  |  | Diesel | Non-Residential | Unknown | Fayetteville | NC | 28306 | Approved |  | PEC Carolinas |  | Pending IA | Reciprocating Engine |  | 600 | Unknown |  | 2014-10-21 |  | 2012-04-18 | Open
DC | Seminole | Gregg Drumheller |  | Distribution |  | 5.18 | Solar | Residential | 1458 THORNHILL CIR | OVIEDO | FL | 32765 | Approved | NM-FL Net Metering | FL | 2009-12-02 | Connected | Photovoltaic |  | 4.403 | North Central |  | 2014-09-10 |  |  | Executed
DC | Cabarrus | Norris Galyan | 120/240 | Distribution |  | 4.23 | Solar | Residential | 4180 Shenandoah Drive, S.W. | Concord | NC | 28027 | Approved | PP-N NC - Non-Hydroelectric Qualifying Facilities | Carolinas | 2011-04-15 | Connected | Photovoltaic | Galyan PV Installation | 4 | Central | Single | 2011-05-16 |  | 2011-03-28 | Executed
DC |  | Harrison Brothers Inc |  | Distribution | Qty48 LG 260W MonoSolar Panels | 12.48 | Solar | Non-Residential | 45 N Chatham Pkwy | Chapel Hill | NC | 27517 | Pending | NC NM-Net Metering for Renewable Energy Facilities | PEC Carolinas |  | Pending | Photovoltaic |  | 10.32 | Unknown | Single | 2014-10-26 |  | 2014-09-25 | Open
DC | Guilford | Norris Edwin Stowe | 120/240 | Distribution | Qty 14 Mage Powertec Plus 250W Solar Panels | 3.5 | Solar | Residential | 1319 Dogwood Dr. | Gibsonville | NC | 27249 | Approved | NM-NC Net Metering | Carolinas | 2015-03-16 | Connected | Photovoltaic |  | 3.33 | Northern | Single | 2014-11-25 | 2015-02-11 | 2014-11-25 | Executed
DC | FRANKLIN | Harry Paul |  | Distribution |  | 4.92 | Solar | Residential | 246 ATLANTIC AVE *HSE, BEH RANCHO MOTEL | APALACHICOLA | FL | 32320 | Approved | NM-FL Net Metering | FL | 2013-03-15 | Cancelled | Photovoltaic |  | 4.182 | North Coastal | Single | 2014-09-10 |  |  | Cancelled
DC | Monroe | GREGORY ELLIS | 120/240 | Distribution | Sixteen 225 Watt Sanyo Solar Panels | 3.6 | Solar | Residential | 1327 DUNN ST S Lot: 33 | BLOOMINGTON | IN | 47401 | Approved | Net Metering - Standard Contract Rider No. 57 | IN | 2011-09-12 | Connected | Photovoltaic |  | 5.58 | Southern | Single | 2011-09-06 |  | 2011-09-06 | Executed
DC | ORANGE | Gregory Gromak |  | Distribution |  | 10 | Solar | Residential | 733 KENSINGTON GARDENS CT | ORLANDO | FL | 32828 | Approved | NM-FL Net Metering | FL | 2014-03-06 | Connected | Photovoltaic |  | 8.5 | North Central |  | 2014-09-10 |  |  | Executed
DC | Wake | Gregory Atkins | 120/240 | Distribution | QTY 16 Axitec AC-250M/156-60S Modules | 4 | Solar | Residential | 4233 Landsburg Dr | Raleigh | NC | 27603 | Approved | NC NM-Net Metering for Renewable Energy Facilities | PEC Carolinas | 2014-10-08 | Connected | Photovoltaic |  | 4 | Northern | Single | 2014-09-18 |  | 2014-09-18 | Executed
DC | Henderson | Norman P Olson | 120/240 | Distribution | 26 SolarWorld SunModule 275W Panels | 7.15 | Solar | Residential | 204 Keela Ct | Hendersonville | NC | 28792 | Approved | NM-NC Net Metering | Carolinas | 2015-03-04 | Connected | Photovoltaic |  | 6 | Southern | Single | 2014-11-07 | 2014-12-16 | 2014-11-07 | Executed
DC | Seminole | Gregory Brown |  | Distribution |  | 6.15 | Solar | Residential | 225 STONER RD | WINTER SPRINGS | FL | 32708 | Approved | NM-FL Net Metering | FL | 2011-03-18 | Connected | Photovoltaic |  | 5.228 | North Central |  | 2014-09-10 |  |  | Executed
DC | Pinellas | Gregory L Smith | 120/240 | Distribution | Solar World | 5 | Solar | Residential | 3072 E VINA DEL MAR BLVD | St. Pete Beach | FL | 33706 | Approved | NM-FL Net Metering | FL | 2014-11-13 | Connected | Photovoltaic |  | 4.25 | South Coastal | Single | 2014-11-13 |  | 2014-11-13 | Executed
DC | Winston Salem | Norman C Noah Jr | 120/240 | Distribution | Qty 4 Solar World 250 W Solar panels | 1 | Solar | Residential | 505 Holly Ridge Dr | Salem | NC | 27105 | Approved | NM-NC Net Metering | Carolinas | 2014-12-19 | Connected | Photovoltaic |  | 1 | Northern | 3-phase | 2014-09-15 | 2014-12-11 | 2014-09-15 | Executed
DC | Union | Norman Patrick Caldwell | 120/240 | Distribution |  | 2.63 | Solar | Residential | 3918 Belk Mill Road | Wingate | NC | 28174 | Approved | NM-NC Net Metering | Carolinas | 2011-06-06 | Connected | Photovoltaic |  | 2.63 | Central | Single | 2011-05-16 |  | 2011-05-06 | Executed
DC | Greenville | NNPD Properties, LLC | 208Y/120 | Distribution | Qty 32 (327 Watt)SPR-327NE-WHT-D | 10.46 | Solar | Non-Residential | 1116 S Main St Unit #C | Greenville | SC | 29601 | Approved | NM-SC Net Metering | Carolinas | 2012-12-13 | Connected | Photovoltaic |  | 14 | Southern | 3-phase | 2012-10-17 | 2012-12-06 | 2012-10-17 | Executed
DC |  | Harvest Beulaville, LLC |  | Distribution |  |  | Solar | Non-Residential | Unknown | Beulaville | NC | 28518 | Cancelled |  | PEC Carolinas |  | Cancelled | Photovoltaic |  | 4883 | Unknown |  | 2014-10-21 |  | 2014-02-20 | Cancelled
DC | Duplin | Harvest Beulaville, LLC |  | Distribution |  |  | Solar | Non-Residential | Unknown | Beulaville | NC | 28518 | On Hold |  | PEC Carolinas |  | Pending | Photovoltaic |  | 4883 | Unknown |  | 2014-10-21 |  | 2014-04-17 | Open
DC | Nash | Harvey Bissette Jr | 120/240 |  | 12 Canadian Solar CS6P 245W Panels | 2.94 | Solar | Residential | 9369 SNC 581 | Bailey | NC | 27807-9037 | Approved | NM-NC Net Metering | PEC Carolinas | 2013-08-27 | Connected | Photovoltaic |  | 2.58 | Northern |  | 2013-07-31 |  | 2013-07-31 | Executed
DC | Nash | Harvey Bissette Jr | 120/240 |  | 12 Canadian Solar CS6P 245W Panels | 2.94 | Solar | Residential | 9369 SNC 581 | Bailey | NC | 27807-9037 |  | NM-NC Net Metering | PEC Carolinas | 2013-08-27 |  | Photovoltaic |  | 2.58 | Northern |  | 2015-06-09 |  | 2015-06-09 | Open
DC | BUTLER | HARVEY E. ROEHLING | single |  | twenty 230-W solar panels | 4.6 | Solar | Residential | 209 SAMPLE RD | OXFORD | OH | 45056 | Approved | Rider NM - Net Metering Rider - OH | OH/KY | 2010-07-14 | Connected | Photovoltaic |  | 4.1 | South | 120/240 |  |  |  | Executed
DC | Butler | Gregory Patrick Corbett | 120/240 | Distribution | Ten Sharp 240 Watt Solar Panels | 2.4 | Solar | Residential | 7518 Hidden Trace Dr | West Chester | OH | 45069 | Approved | Rider NM - Net Metering Rider - OH | OH/KY | 2011-09-14 | Connected | Photovoltaic |  | 2.2 | South | Single | 2011-08-25 |  | 2011-08-25 | Executed
DC | Wake | Gregory Poole Equipment Company |  | Distribution |  | 208 | Solar | Non-Residential | 3201 Integrity Drive | Garner | NC | 27529 | Approved | Negotiated (NC) | PEC Carolinas | 2011-10-27 | Connected | Photovoltaic |  | 160 | Unknown |  | 2014-10-21 |  | 2011-05-12 | Executed
DC | Nash | Hawk Solar LLC |  | Distribution | Qty 22,344 JA Solar JAP6 72-310/3BB | 6926.64 | Solar | Non-Residential | 948 Walter Collins Rd. | Castalia | NC | 27816 | On Hold |  | PEC Carolinas |  | Pending | Photovoltaic |  | 4500 | Unknown | 3-phase | 2015-01-21 |  | 2015-01-21 | Open
DC | Rockingham | Hawkins Solar, LLC |  | Distribution | 21780 Trina TSM-285 PA14 PV module | 6207.3 | Solar | Non-Residential | 830 Miller Chapel Rd | Reidsville | NC | 27320 | Pending | PP-N NC - Non-Hydroelectric Qualifying Facilities | Carolinas |  | Pending | Photovoltaic |  | 5000 | Northern | 3-phase | 2013-03-18 |  | 2013-03-18 | Open
DC |  | NNPD Properties LLC | 120/240 | Distribution | QTY: 16 SunPower 327-NE | 5.23 | Solar | Non-Residential | 116 S Main St. | Greenville | SC | 29601 | Approved | NM-SC Net Metering | Carolinas | 2014-02-18 | Connected | Photovoltaic |  | 10 | Southern | Single | 2013-11-01 | 2014-02-10 | 2013-11-01 | Executed
DC | VOLUSIA | Gregory Moser |  | Distribution |  | 5 | Solar | Residential | 4675 WATER OAK LN | DE LEON SPRINGS | FL | 32130 | Approved | NM-FL Net Metering | FL | 2014-02-17 | Connected | Photovoltaic |  | 4.25 | North Central |  | 2014-09-10 |  |  | Executed
DC |  | NNPD Properties LLC | 120/240 | Distribution |  | 5.23 | Solar | Non-Residential | 116 S Main St. | Greenville | SC | 29601 | Approved | NM-SC Net Metering | Carolinas | 2014-02-18 | Connected | Photovoltaic |  | 5 | Southern | Single | 2013-12-11 | 2014-02-10 | 2013-12-11 | Executed
DC | Buncombe | Gregory Schulz | 120/240 | Distribution | QTY 22 SUNIVA 260 OPTIMUS SOLAR MODULES | 5.72 | Solar | Residential | 390 Town Mountain Rd | Asheville | NC | 28804 | Approved | NC NM-Net Metering for Renewable Energy Facilities | PEC Carolinas | 2014-12-04 | Connected | Photovoltaic |  | 4.73 | Western | Single | 2014-11-19 |  | 2014-11-19 | Executed
DC | Wake | HCE Johnston 1 LLC |  | Distribution | Qty 7904 Canadian Solar CS6X-300P | 2371.2 | Solar | Non-Residential | 13923 NC Hwy 50 N | Willow Spring | NC | 27592 | Approved |  | PEC Carolinas |  | Under Construction | Photovoltaic |  | 2000 | Unknown | 3-phase | 2014-10-26 |  | 2014-09-30 | Open
DC | Seminole | Gregory Sobosky |  | Distribution |  | 4.16 | Solar | Residential | 15351 HERON HIDEWAY CIRCLE | WINTER GARDEN | FL | 34787 | Approved | NM-FL Net Metering | FL | 2013-04-22 | Connected | Photovoltaic |  | 3.536 | South Central |  | 2014-09-10 |  |  | Executed
DC | Laurens | Owens Solar Center LLC |  | Transmission | Qty 30,780 Yingli YL 305 WDC | 9387.9 | Solar | Non-Residential | Herman Rd | Laurens | SC | 29360 | Pending | PP-SC Purchased Power | Carolinas |  | Pending | Photovoltaic |  | 7200 | Southern | 3-phase | 2015-01-27 |  | 2015-01-27 | Open
DC |  | Headspring Solar Center, LLC |  | Transmission | Qty 84,672 Yingli 305W Solar Panels | 25824.96 | Solar | Non-Residential | Hwy 76 E | Kinards | SC | 29355 | Cancelled |  | PEC Carolinas |  | Cancelled | Photovoltaic |  | 19200 | Unknown | 3-phase | 2014-11-24 |  | 2014-11-24 | Cancelled
DC | Mecklenburg | Niem P. Roque | 120/240 | Distribution | Qty 4 Renesola Virtusii-250W Solar Panels | 1 | Solar | Residential | 4108 Nevin Rd | Charlotte | NC | 28269 | Approved | NM-NC Net Metering | Carolinas | 2015-03-25 | Connected | Photovoltaic |  | 0.86 | Central | Single | 2015-02-09 | 2015-03-20 | 2015-02-09 | Executed
DC | Pinellas | Gregory Cram |  | Distribution |  | 10 | Solar | Residential | 3612 CASABLANCA AVE | ST. PETE BEACH | FL | 33706 | Approved | NM-FL Net Metering | FL | 2014-08-05 | Connected | Photovoltaic |  | 8.5 | South Coastal |  | 2014-09-10 |  |  | Executed
DC | Orange | Heather Cassidy |  | Distribution |  | 5.76 | Solar | Residential | 5526 W LAKE BUTLER RD | Windermere | FL | 32786 | Approved | NM-FL Net Metering | FL | 2011-12-07 | Cancelled | Photovoltaic |  | 4.896 | South Central | Single | 2014-09-10 |  |  | Cancelled
DC |  | Gretchen Mensch | 120/240 | Distribution | Forty-eight 245-W Kyocera KD-245GX-LPB solar modules | 11.76 | Solar | Residential | 16459 E 196th St | Noblesville | IN | 46060 | Approved | Net Metering - Standard Contract Rider No. 57 | IN | 2012-07-26 | Connected | Photovoltaic |  | 10.32 | Central | Single | 2012-06-07 |  | 2012-06-07 | Executed
DC | Jefferson | Gulf CO BD PUB INST | 480Y/277 | Distribution | Suniva | 10 | Solar | Non-Residential | 100 Shark Dr, High School | Port St Joe | FL | 32456 | Approved | NM-FL Net Metering | FL | 2014-09-05 | Connected | Photovoltaic |  | 8.5 | North Coastal | 3-phase | 2014-09-28 |  | 2014-09-28 | Executed
DC | LAKE | Gus Verhulst |  | Distribution |  | 6.63 | Solar | Residential | 6651 S CLAYTON ST | MOUNT DORA | FL | 32757 | Approved | NM-FL Net Metering | FL | 2014-05-06 | Connected | Photovoltaic |  | 5.636 | South Central |  | 2014-09-10 |  |  | Executed
DC | Montgomery | Hector Farm, LLC |  | Distribution |  |  | Solar | Non-Residential | 305 Shiloh Rd | Troy | NC | 27517 | Pending |  | PEC Carolinas |  | Pending | Photovoltaic |  | 5000 | Unknown | 3-phase | 2014-10-26 |  | 2014-09-15 | Open
DC | ORANGE | Gustavo Ortiz |  | Distribution |  | 10 | Solar | Residential | 017 LAKE MELROSE DR | ORLANDO | FL | 32829 | Approved | NM-FL Net Metering | FL | 2014-01-20 | Connected | Photovoltaic |  | 8.5 | South Central |  | 2014-09-10 |  |  | Executed
DC | Transylvania | Nicola Karesh | 120/240 | Distribution | QTY: 22 Suniva OPT 260 | 5.72 | Solar | Residential | 649 Cherrywood Ln | Pisgah Forest | NC | 28768 | Approved | NM-NC Net Metering | Carolinas | 2014-01-14 | Connected | Photovoltaic |  | 4.73 | Southern | Single | 2013-12-03 | 2014-01-06 | 2013-12-03 | Executed
DC | Lake | Gwendolyn Carter |  | Distribution |  | 4.92 | Solar | Residential | 433 SHADY PINE CT | Minneola | FL | 34715 | Approved | NM-FL Net Metering | FL | 2010-01-04 | Connected | Photovoltaic |  | 4.182 | South Central |  | 2014-09-10 |  |  | Executed
DC | Columbus | Heedeh Solar LLC |  | Distribution | Qty 22,344 JA Solar JAP6 72-310/3BB | 6926.64 | Solar | Non-Residential | 487 Brinkley Rd. | Delco | NC | 28436 | Pending |  | PEC Carolinas |  | Pending | Photovoltaic |  | 4500 | Unknown | 3-phase | 2015-01-09 |  | 2015-01-09 | Open
DC | Mecklenburg | Nicole Bryce | 120/240 | Distribution | Qty 20 Sunmodule SW 270 W Solar Panels | 5.4 | Solar | Residential | 609 Ebb Pl | Charlotte | NC | 28210 | Approved | NM-NC Net Metering | Carolinas | 2015-04-10 | Connected | Photovoltaic |  | 5 | Central | Single | 2015-04-08 |  | 2015-04-08 | Executed
DC | Mecklenburg | Helen B Kirk | 120/240 | Distribution | QTY 4 Rene Sola Virtus II 250W Modules | 1 | Solar | Residential | 617 Walnut Ave | Charlotte | NC | 28208 | Cancelled | NM-NC Net Metering | Carolinas |  | Cancelled | Photovoltaic |  | 0.86 | Central | Single | 2014-10-21 |  | 2014-10-21 | Cancelled
DC | Oconee | Helen Belmore Marzelli | 120/240 | Distribution | Qty 12 (250 Watt) Axitec AC-250P/156-60S | 3 | Solar | Residential | 316 Valley Dr | Walhalla | SC | 29691 | Approved | NM-SC Net Metering | Carolinas | 2014-09-12 | Superseded | Photovoltaic |  | 2.58 | Southern | Single | 2014-09-02 | 2014-09-09 | 2014-09-02 | Superceded
DC | Duplin | H B Kornegay | 120/240 | Distribution | Qty 26 Sharp 250W Modules | 6.5 | Solar | Residential | 141 Edwina Kornegay Rd | Calypso | NC | 28325 | Approved | NC NM-Net Metering for Renewable Energy Facilities | PEC Carolinas | 2014-04-08 | Connected | Photovoltaic |  | 5.59 | Eastern | Single | 2014-01-17 |  | 2014-01-17 | Executed
DC | Pinellas | H Angstadt |  | Distribution |  | 10.34 | Solar | Residential | 1646 PALMWOOD DR | CLEARWATER | FL | 33756 | Approved | NM-FL Net Metering | FL | 2014-01-30 | Connected | Photovoltaic |  | 8.785 | South Coastal |  | 2014-09-10 |  |  | Executed
DC | Davidson | Ecoplexus, Inc 1-Cancelled |  | Transmission | Qty 21600 (300 Watt) Canadian Solar, CS6X-300M | 6480 | Solar | Non-Residential | 1686 Old Linwood rd | Lexington | NC | 27292 | Cancelled | PP-N NC - Non-Hydroelectric Qualifying Facilities | Carolinas |  | Cancelled | Photovoltaic |  | 5000 | Central | 3-phase | 2013-06-06 |  | 2013-06-06 | Cancelled
DC | Pinellas | H Couche |  | Distribution |  | 5.25 | Solar | Residential | 1820 RICHARD ERVIN PKY | Tarpon Springs | FL | 34688 | Approved | NM-FL Net Metering | FL | 2010-03-26 | Connected | Photovoltaic |  | 4.463 | South Coastal |  | 2014-09-10 |  |  | Executed
DC | Catawba | Nicolae Turcanu | 120/240 | Distribution | QTY 12 SUNIVA 260 OPTIMUS SOLAR MODULES | 3.12 | Solar | Residential | 6328 Hayden Dr | Hickory | NC | 28601 | Approved | NM-NC Net Metering | Carolinas | 2014-08-06 | Connected | Photovoltaic |  | 2.58 | Central | Single | 2014-05-14 | 2014-07-24 | 2014-05-14 | Executed
DC | Franklin | Helios Solar LLC |  | Distribution | Qty 22,344 JA Solar JAP6 72-310/3BB | 6926.64 | Solar | Non-Residential | 635 Ronald Tharrington Rd. | Louisburg | NC | 27549 | Pending |  | PEC Carolinas |  | Pending | Photovoltaic |  | 4500 | Unknown | 3-phase | 2015-01-09 |  | 2015-01-09 | Open
DC |  | HelioSage, LLC - Sandyfield |  | Distribution |  |  | Solar | Non-Residential | 12349 Old Lake Road | Sandyfield | NC | 28456 | Cancelled |  | PEC Carolinas |  | Cancelled | Photovoltaic |  | 5000 | Unknown |  | 2014-10-21 |  | 2012-10-18 | Cancelled
DC | Orange | Hendrik J. Rodenburg | 120/240 | Distribution |  | 2.5 | Solar | Residential | 102 Springdale Wy | Chapel Hill | NC | 27517 | Approved | PP-N NC - Non-Hydroelectric Qualifying Facilities | Carolinas | 2008-01-15 | Superseded | Photovoltaic | Rodenburg PV Installation | 3.3 | Northern | Single | 2011-04-07 |  | 2007-12-17 | Superceded
DC | Orange | Hendrik J. Rodenburg | 120/240 | Distribution |  | 3.69 | Solar | Residential | 102 Springdale Wy | Chapel Hill | NC | 27517 | Approved | PP-N NC - Non-Hydroelectric Qualifying Facilities | Carolinas | 2008-03-15 | Cancelled | Photovoltaic | Rodenburg PV Installation | 3.3 | Northern | Single | 2011-04-07 |  | 2008-03-06 | Cancelled
DC | Guilford | Nick Solar, LLC | 12,470Y/7,200 | Distribution | 24,360 (255 Watt) SolarWorld SW 255 mono Panels | 6211.8 | Solar | Non-Residential | 3433 NC 62 East | Liberty | NC | 27298 | Approved | PP-N NC - Non-Hydroelectric Qualifying Facilities | Carolinas | 2014-07-28 | Connected | Photovoltaic | Nick Solar PV Installation | 5000 | Northern | 3-phase | 2012-04-20 | 2014-08-20 | 2012-04-20 | Executed
DC | Hamilton | Hamilton Co Parks & Recreation | 120/240 | Distribution | Sixty-Four 245 Watt Onyx ONX245B Panels | 15.68 | Solar | Non-Residential | 2000 151st ST E. | Carmel | IN | 46033 | Approved | Net Metering - Standard Contract Rider No. 57 | IN | 2010-10-02 | Connected | Photovoltaic |  | 14 | Northern | Single |  |  |  | Executed
DC | Buncombe | Henri Kieffer | 120/240 |  |  | 7.5 | Solar | Residential | 102 Horizon Hill Road | Asheville | NC | 28804 | Approved | NC CSP-Cogeneration and Small Power Producer-Sell All | PEC Carolinas | 2007-08-08 | Connected | Photovoltaic |  | 6 | Western | Single | 2012-10-18 |  |  | Executed
DC | Wake | Henri Meli | 120/240 | Distribution | Qty 36 REC 260W Solar Panels | 9.36 | Solar | Residential | 1305 Oatney Ridge Ln | Moorrisville | NC | 27560 | Approved | NM-NC Net Metering | Carolinas |  | Pending Meter Set | Photovoltaic |  | 7.6 | Northern | Single | 2015-04-27 | 2015-06-17 | 2015-04-27 | Open
DC | Orange | Nicholas Morosoff | 120/240 | Distribution | Qty 12 (327 Watt) SunPower SPR-327NE-WHT-D | 3.92 | Solar | Residential | 801 Greenwood Rd | Chapel Hill | NC | 27514 | Approved | NM-NC Net Metering | Carolinas | 2012-12-27 | Connected | Photovoltaic |  | 3.6 | Northern | Single | 2012-12-10 | 2012-12-27 | 2012-12-10 | Executed
DC | Franklin | Hans Schulze |  | Distribution |  | 5.52 | Solar | Residential | 106 INDIANA ST *HSE BIG-BRICK | LANARK BEACH | FL | 32323 | Approved | NM-FL Net Metering | FL | 2010-06-09 | Connected | Photovoltaic |  | 4.692 | North Coastal |  | 2014-09-10 |  |  | Executed
DC | Orange | Hark Associates LLC |  | Distribution |  | 24.96 | Solar | Non-Residential | 100 N DEAN RD, HSE | ORLANDO | FL | 32825 | Approved | NM-FL Net Metering | FL | 2011-09-30 | Connected | Photovoltaic |  | 21.216 | South Central |  | 2014-09-10 |  |  | Executed
DC | Buncombe | Henry F. Barnes | 120/240 | Distribution | QTY 24 Kyocera 215 Watt panels | 5.16 | Solar | Residential | 14 Eden View Drive | Black Mountain | NC | 28711 | Pending | NC NM-Net Metering for Renewable Energy Facilities | PEC Carolinas |  | Pending | Photovoltaic |  | 5 | Western | Single | 2015-05-21 |  | 2015-05-21 | Open
DC | Buncombe | Henry F. Barnes | 120/240 |  |  | 4.96 | Solar | Residential | 14 Eden View Drive | Black Mountain | NC | 28711 | Approved | NC CSP-Cogeneration and Small Power Producer-Sell All | PEC Carolinas | 2010-08-18 | Connected | Photovoltaic |  | 3.97 | Western | Single | 2012-10-18 |  |  | Executed
DC | Randolph | Henry Farm. LLC |  |  |  |  | Solar | Non-Residential | 427 N Smith St. | Liberty | NC | 27298 | Pending |  | PEC Carolinas |  | Pending | Photovoltaic |  | 4800 | Northern |  | 2015-03-01 |  | 2015-03-01 | Open
DC | Scotland | Henry Gibson Solar, LLC |  | Distribution | Qty 21299 Trinasolar TSM-305 PD 14 305W Solar Panels | 6496.2 | Solar | Non-Residential | 8081 Henry Gibson Rd | Gibson | NC | 28343 | Pending | NC CSP29-Cogeneration and Small Power Producer-Sell All | PEC Carolinas |  | Pending | Photovoltaic |  | 5040 | Unknown | 3-phase | 2015-03-18 |  | 2015-03-18 | Open
DC | Bloomington | Harmony School Corporation | 120/240 | Distribution | eight 72-W Sharp ND-72-ELVC and one 120-W Dasol DS-A18-120 solar panels | 0.7 | Solar | Non-Residential | 909 2nd St. E. | Bloomington | IN | 47401 | Approved | Net Metering - Standard Contract Rider No. 57 | IN | 2013-05-08 | Connected | Photovoltaic |  | 0.696 | Southern | 3-phase | 2013-04-16 |  | 2013-04-16 | Executed
DC | Cabarrus | Henry Govan | 120/240 | Distribution | Qty 6 Renesola Virtus II 250 W PV modules | 1.5 | Solar | Residential | 10208 Starwood Dr | Charlotte | NC | 28215 | Pending | NM-NC Net Metering | Carolinas |  | Pending | Photovoltaic |  | 1.29 | Central | Single | 2015-03-16 |  | 2015-03-16 | Open
DC | Orange | Henry J. Becker | 120/240 | Distribution |  | 7.36 | Solar | Residential | 1114 Phils Ridge Rd | Chapel Hill | NC | 27516 | Approved | PP-N NC - Non-Hydroelectric Qualifying Facilities | Carolinas | 2009-06-12 | Superseded | Photovoltaic | Becker PV Installation | 7.36 | Northern | Single | 2011-04-07 |  | 2009-04-21 | Superceded
DC | Catawba | Newton-Conover City Schools | 480Y/277 | Distribution |  | 137.28 | Solar | Non-Residential | 873 Northern Drive NW | Conover | NC | 28613 | Approved | PP-N NC - Non-Hydroelectric Qualifying Facilities | Carolinas | 2012-04-24 | Connected | Photovoltaic | N-C Middle School PV Installation | 135 | Central | 3-phase | 2011-05-16 |  | 2011-03-23 | Executed
DC | Citrus | Harold C McKeown II | 120/240 | Distribution | Qty 45 SolarEdge 250W Solar Panels | 11.25 | Solar | Residential | 7733 W Seven Rivers Dr | Crystal River | FL | 34429 | Approved | NM-FL Net Metering | FL | 2015-04-09 | Connected | Photovoltaic |  | 9.56 | North Coastal | Single | 2015-03-27 |  | 2015-03-27 | Executed
DC | Mecklenburg | Henry Sturdivant | 120/240 | Distribution | Qty 6 RenaSola 250W Modules | 1.5 | Solar | Residential | 6117 Donna Dr | Charlotte | NC | 28213 | Pending | NM-NC Net Metering | Carolinas |  | Pending | Photovoltaic |  | 1.29 | Central | Single | 2015-03-17 |  | 2015-03-17 | Open
DC | Cleveland | Neisler Street Solar I, LLC |  | Distribution | 2052 Poly-Crystalline 290 Watt PV Solar Modules | 2380.32 | Solar | Non-Residential | 422 Neisler Street | Shelby | NC | 28150 | Approved | PP-N NC - Non-Hydroelectric Qualifying Facilities | Carolinas |  | Under Construction | Photovoltaic |  | 1990 | Central | 3-phase | 2013-06-13 |  | 2013-06-13 | Open
DC | Mecklenburg | Herbert A and Guadalupe B Quintanilla | 120/240 | Distribution | Qty 5 Renesola Virtus II 250w PV Modules | 1.25 | Solar | Residential | 15721 Pedlar Mills Rd | Charlotte | NC | 28278 | Cancelled | NM-NC Net Metering | Carolinas |  | Cancelled | Photovoltaic |  | 1.08 | Central | Single | 2015-02-06 |  | 2015-02-06 | Cancelled
DC | Pasco | Harold Hilgen |  | Distribution |  | 5.33 | Solar | Residential | 5125 GLENN DR | New Port Richey | FL | 34652 | Approved | NM-FL Net Metering | FL | 2010-02-04 | Connected | Photovoltaic |  | 4.531 | South Coastal |  | 2014-09-10 |  |  | Executed
DC | Transylvania | Herbert Glenn | 120/240 | Distribution | Qty 36 Solar World 275 W Solar Panels | 9.9 | Solar | Residential | 117 Lankford Rd | Pisgah Forest | NC | 28768 | Pending | NM-NC Net Metering | Carolinas |  | Pending | Photovoltaic |  | 9 | Southern | Single | 2014-11-11 |  | 2014-11-11 | Open
DC | Pinellas | Harold Vangorden |  | Distribution |  | 10.2 | Solar | Residential | 2985 BRADFORD CIR | PALM HARBOR | FL | 34685 | Approved | NM-FL Net Metering | FL | 2013-12-04 | Connected | Photovoltaic |  | 8.67 | South Coastal |  | 2014-09-10 |  |  | Executed
DC | OSCEOLA | Herbert Vandeusen |  | Distribution |  | 10 | Solar | Residential | 407 GREENBRIER AVE | Celebration | FL | 34747 | Approved | NM-FL Net Metering | FL | 2014-04-09 | Cancelled | Photovoltaic |  | 8.5 | South Central |  | 2014-09-10 |  |  | Cancelled
DC | Davie | Hereford Holdings, LLC | 12,470Y/7,200 | Distribution | Qty 21472 REC 310PEC Solar Panels | 6656.32 | Solar | Non-Residential | Poors Ford Rd | Rutherfordton | NC | 28139 | Cancelled | PP-N NC - Non-Hydroelectric Qualifying Facilities | Carolinas |  | Pending | Photovoltaic |  | 4500 | Northern | 3-phase | 2014-07-22 |  | 2014-07-22 | Cancelled
DC | Volusia | Harold Little |  | Distribution |  | 6.5 | Solar | Residential | 5220 SOCIETY WAY | NEW DE LEON SPRINGS | FL | 32130 | Approved | NM-FL Net Metering | FL | 2013-04-08 | Connected | Photovoltaic |  | 5.525 | North Central |  | 2014-09-10 |  |  | Executed
DC | Monroe | Harold Turner | 120/240 | Distribution | eighteen 260-W ET-P660260WW Smart Module solar panels | 4.68 | Solar | Residential | 2220 Wimbleton LN E | Bloomington | IN | 47401 | Approved | Net Metering - Standard Contract Rider No. 57 | IN | 2015-04-28 | Connected | Photovoltaic |  | 4.28 | Southern | Single | 2015-04-06 |  | 2015-04-06 | Executed
DC | Durham | NC Biotechnology Center - NM | 208Y/120 | Distribution |  | 31.68 | Solar | Non-Residential | 15 W Alexander Dr | Research Triangle Park | NC | 27709 | Approved | SCG-NC Small Customer Generator Rider | Carolinas | 2010-10-08 | Connected | Photovoltaic |  | 28 | Northern | 3-phase | 2011-04-07 |  | 2010-07-20 | Executed
DC | Buncombe | Harrison Davis | 120/240 | Distribution | qty 12 SolarWorld Sunmodule 208w solar panels | 3.36 | Solar | Residential | 15 Hildebrand St | Asheville | NC | 28801 | Approved | NC NM-Net Metering for Renewable Energy Facilities | PEC Carolinas | 2015-04-27 | Connected | Photovoltaic |  | 2.88 | Northern | Single | 2015-02-25 |  | 2015-02-25 | Executed
DC | Chatham | Cynthia C Hermans | 120/240 |  |  | 3.46 | Solar | Residential | 74 Bynum Hill | Pittsboro | NC | 27228 | Approved | NC CSP-Cogeneration and Small Power Producer-Sell All | PEC Carolinas | 2008-11-10 | Connected | Photovoltaic |  | 2.77 | Northern | Single | 2012-10-18 |  |  | Executed
DC | Mecklenburg | National Renewable Energy Corporation-NM | 480Y/277 | Distribution | Qty 156 (230 Watt) Sunperfect CRM230S 156P-60 | 35.88 | Solar | Non-Residential | 227 Southside Dr STE #B | Charlotte | NC | 28217 | Approved | SCG-NC Small Customer Generator Rider | Carolinas | 2013-06-06 | Connected | Photovoltaic |  | 30 | Central | 3-phase | 2013-04-03 | 2013-06-18 | 2013-04-03 | Executed
DC | Orange | Harry M. Armstrong | 120/240 | Distribution | Qty 6 Sunmodule SW280 Solar Panels |  | Solar | Residential | 8450 Tamarino Way | Orlando | FL | 32810 | Approved | NM-FL Net Metering | FL | 2015-02-17 | Connected | Photovoltaic |  | 1.43 | North Central | Single | 2015-02-06 |  | 2015-02-06 | Executed
DC | Seminole | Harry B. Johnson, DBA Pinch A Penny | 120/240 | Distribution | Qty 36 SW280w Mono Solar Panels | 10.08 | Solar | Residential | 824 Silverwood Dr. | Lake Mary | FL | 32746 | Approved | NM-FL Net Metering | FL | 2015-04-24 | Connected | Photovoltaic |  | 8.568 | North Central | Single | 2015-04-20 |  | 2015-04-20 | Executed
DC | Gaston | National Renewable Energy Corporation | 12,470Y/7,200 | Transmission |  | 740.88 | Solar | Non-Residential | 420 West Franklin St | Gastonia | NC | 28053 | Approved | PP-N NC - Non-Hydroelectric Qualifying Facilities | Carolinas | 2011-12-27 | Connected | Photovoltaic | NARENCO Solar PV Installation | 635 | Central | 3-phase | 2012-01-04 |  | 2011-11-04 | Executed
DC | Scotland | Hew Fulton Farm, LLC |  | Distribution |  |  | Solar | Non-Residential | Unknown | Laurinburg | NC | 28532 | Approved |  | PEC Carolinas |  | Pending IA | Photovoltaic |  | 5000 | Southern |  | 2014-10-21 |  | 2014-06-04 | Open
DC | Granville | Hickory Lodge Farms, LLC |  | Distribution | Qty 20,900 (310 Watt) Canadian Solar, CS6X-310P Solar Panels | 6479 | Solar | Non-Residential | 6089 Horner Siding Road | Oxford | NC | 27565 | On Hold | NC CSP29-Cogeneration and Small Power Producer-Sell All | PEC Carolinas |  | Pending | Photovoltaic |  | 5000 | Northern | 3-phase | 2015-04-17 |  | 2015-04-17 | Open
DC | Duplin | Hickory Solar, LLC |  | Distribution |  |  | Solar | Non-Residential | Unknown | Rose Hill | NC | 28458 | Approved |  | PEC Carolinas |  | Pending | Photovoltaic |  | 5000 | Unknown |  | 2014-10-21 |  | 2014-06-17 | Open
DC | Davidson | Hickory Tree Farm, LLC | 12,470Y/7,200 | Distribution | Qty 21660 Canadian Solar CS6X 300P | 6498 | Solar | Non-Residential | 495 Meadow Trl | Winston Salem | NC | 27107 | Cancelled | PP-N NC - Non-Hydroelectric Qualifying Facilities | Carolinas |  | Cancelled | Photovoltaic |  | 4998 | Central | 3-phase | 2013-09-27 |  | 2013-09-27 | Cancelled
DC |  | Hicone Solar, LLC |  | Distribution | Qty 21,280 (305 Watt) Trina TSM-305-PD14 Solar Panels | 6490.4 | Solar | Non-Residential | 5651 Hicone Rd | Gibsonville | NC | 27249 | Pending | PP-N NC - Non-Hydroelectric Qualifying Facilities | Carolinas |  | Pending | Photovoltaic |  | 4998 | Northern | 3-phase | 2015-03-11 |  | 2015-03-11 | Open
DC | Mecklenburg | National Renewable Energy Corporation-NM |  | Distribution |  | 35 | Solar | Non-Residential | 227 Southside Dr STE #B | Charlotte | NC | 28217 | Approved | SCG-NC Small Customer Generator Rider | Carolinas | 2013-06-04 | Connected | Photovoltaic |  | 35 | Central | 3-phase | 2013-05-22 | 2013-05-22 | 2013-05-22 | Executed
DC | Nash | Higgins Solar LLC |  | Distribution | Qty 22,344 JA Solar JAP6 72-310/3BB | 6926.64 | Solar | Non-Residential | 7230 Simmons Rd. | Castalia, | NC | 27816 | On Hold |  | PEC Carolinas |  | Pending | Photovoltaic |  | 4500 | Unknown | 3-phase | 2015-01-22 |  | 2015-01-22 | Open
|  | High Plains Bioenergy, LLC | [5 empty] | Non-Residential | 900 West 67th Street, Suite 200, Shawnee Mission, KS 66202 | Shawnee Mission | NC | 66202 | Pending |  | Carolinas |  |  | Other |  |  | Northern |  |  |  |  | Open
DC |  | Highland Brewing |  | Distribution |  |  | Solar | Non-Residential | Unknown | Asheville | NC | 0 | Cancelled |  | PEC Carolinas |  | Cancelled | Photovoltaic |  | 266 | Unknown |  | 2014-10-21 |  | 2012-06-08 | Cancelled
DC | Buncombe | Highland Brewing Company, Inc. |  | Distribution | Qty 1,045 Canadian Solar 310W Solar Panels | 323.95 | Solar | Non-Residential | 12 Old Charlotte Hwy #H | Asheville | NC | 28805 | Pending | NC NM-Net Metering for Renewable Energy Facilities | PEC Carolinas |  | Pending IA | Photovoltaic |  | 250 | Western |  | 2014-12-09 |  | 2014-12-09 | Open
DC | Wake | Highland Community Solar, LLC |  | Distribution | Suniva 295W Qty-165 | 48.68 | Solar | Non-Residential | 1901 Ridge Road | Raleigh | NC | 27607 | Approved | Negotiated (NC) | PEC Carolinas | 2014-01-18 | Pending IA | Photovoltaic |  | 45 | Northern | 3-phase | 2014-10-21 |  | 2013-10-07 | Open
DC | Seminole | Harry Palmer |  | Distribution |  | 8.28 | Solar | Residential | 900 MARKHAM WOODS RD | Longwood | FL | 32779 | Approved | NM-FL Net Metering | FL | 2011-01-04 | Connected | Photovoltaic |  | 7.038 | North Central |  | 2014-09-10 |  |  | Executed
DC | MITCHELL | Highland Craftsmen Inc. | 120/240 |  |  | 4.75 | Solar | Non-Residential | 534 Oak Ave. | Spruce Pine | NC | 28777 | Approved | NC CSP-Cogeneration and Small Power Producer-Sell All | PEC Carolinas | 2012-01-17 | Connected | Photovoltaic |  | 3.8 | Western | Single | 2012-10-18 |  |  | Executed
DC | VERMILLION | HIGHLAND MANOR LP | 120/240 |  | fifty-two 144-W Uni-Solar PVL-144 solar panels | 7.49 | Solar | Non-Residential | 133 DEPOT ST W | PERRYSVILLE | IN | 47974 | Approved | Net Metering - Standard Contract Rider No. 57 | IN | 2011-05-23 | Connected | Photovoltaic |  | 6.8 | Soutwest | Single | 2011-08-03 |  |  | Executed
DC | Marion | Harry R Fuller | 120/240 | Distribution | Qty 30 SolarWorld 250W Solar Panels | 7.5 | Solar | Residential | 13277 SE 91st Court Rd | Summerfield | FL | 34491 | Approved | NM-FL Net Metering | FL | 2015-04-17 | Connected | Photovoltaic |  | 6.375 | North Coastal | Single | 2015-04-13 |  | 2015-04-13 | Executed
DC | Pitt | Highland Solar Center, LLC |  | Distribution |  |  | Solar | Non-Residential | 3717 South Highland Ave | Grifton | NC | 28530 | Approved | NC CSP29-Cogeneration and Small Power Producer-Sell All | PEC Carolinas | 2015-12-31 | Under Construction | Photovoltaic |  | 4999 | Eastern |  | 2014-10-21 |  | 2013-06-05 | Open
DC | Pinellas | Harry Greenwald |  | Distribution |  | 6.72 | Solar | Residential | 9334 SILVERTHORN RD | LARGO | FL | 33777 | Approved | NM-FL Net Metering | FL | 2012-04-27 | Connected | Photovoltaic |  | 5.712 | South Coastal |  | 2014-09-10 |  |  | Executed
DC | Wayne | Highwater Solar I, LLC |  | Distribution |  |  | Solar | Non-Residential | Unknown | Stoney Creek | NC | 27530 | Approved |  | PEC Carolinas |  | Pending | Photovoltaic |  | 5000 | Unknown |  | 2014-10-21 |  | 2014-06-09 | Open
DC | Wayne | Highwater Solar II LLC |  | Distribution | Qty 8,960 305W YGE 72 Cell Yingli | 2732.8 | Solar | Non-Residential | Salem Church Road | Goldsboro | NC | 27530 | Pending |  | PEC Carolinas |  | Pending | Photovoltaic |  | 2000 | Unknown | 3-phase | 2015-01-05 |  | 2015-01-05 | Open
DC | Hamilton | Harry Young | 120/240 | Distribution | Eight Westinghouse 185 watt panels | 1.48 | Solar | Residential | 936 Seibel Ln | Cincinnati | OH | 45238 | Approved | Rider NM - Net Metering Rider - OH | OH/KY | 2011-08-17 | Connected | Photovoltaic |  | 1.48 | South | Single | 2011-07-30 |  | 2011-07-30 | Executed
DC | Pinellas | Harvey Sussman |  | Distribution |  | 4.44 | Solar | Residential | 2719 HAWKS LANDING BLVD | PALM HARBOR | FL | 34685 | Approved | NM-FL Net Metering | FL | 2012-04-03 | Connected | Photovoltaic |  | 3.774 | South Coastal |  | 2014-09-10 |  |  | Executed
DC | Wayne | Hinson Family Solar, LLC |  | Distribution |  |  | Solar | Non-Residential | Unknown | Goldsboro | NC | 27530 | On Hold |  | PEC Carolinas |  | Pending | Photovoltaic |  | 1000 | Unknown |  | 2014-10-21 |  | 2014-03-19 | Open
DC | Buncombe | Hippodrome Enterprises, INC | 120/240 | Distribution |  | 30.24 | Solar | Non-Residential | 75 Swannanoa River Rd. | Asheville | NC | 28805 | Pending | NC NM-Net Metering for Renewable Energy Facilities | PEC Carolinas |  | Pending | Photovoltaic |  | 23.28 | Northern |  | 2015-02-25 |  | 2015-02-25 | Open
DC | Orange | Hito LLC | 120/240 | Distribution | qty 30 REC 260 W PV Modules | 7.8 | Solar | Non-Residential | 600 Market St Unit #H3 | Chapel Hill | NC | 27516 | Pending | NM-NC Net Metering | Carolinas |  | Pending | Photovoltaic |  | 7.2 | Northern | Single | 2015-03-17 |  | 2015-03-17 | Open
DC | Orange | Hito LLC | 120/240 | Distribution | qty 24 REC 260 w PV Modules | 6.24 | Solar | Non-Residential | 600 Market St Unit # HP | Chapel Hill | NC | 27516 | Pending | NM-NC Net Metering | Carolinas |  | Pending | Photovoltaic |  | 5.76 | Northern | Single | 2015-03-17 |  | 2015-03-17 | Open
DC | Buncombe | Kate Boniske |  |  |  | 3.75 | Solar | Residential | 115 Alba Ridge Road | Arden | NC | 28704 | Approved | NC CSP-Cogeneration and Small Power Producer-Sell All | PEC Carolinas | 2006-07-05 | Connected | Photovoltaic |  | 3 | Northern |  | 2012-10-18 |  |  | Executed
DC | Catawba | Nathaniel Poovey | 120/240 | Distribution | Twenty (260 Watt) Suniva | 5.2 | Solar | Residential | 3199 Jack Whitener Road | Newton | NC | 28658 | Approved | PP-N NC - Non-Hydroelectric Qualifying Facilities | Carolinas | 2012-05-07 | Connected | Photovoltaic | Poovey PV Installation | 5 | Central | Single | 2012-03-19 |  | 2012-03-19 | Executed
DC | Mecklenburg | Narendra Bodepudi | 120/240 | Distribution | Qty 12 Sun Power X21-345w | 4.14 | Solar | Residential | 9719 Ardrey Woods Dr | Charlotte | NC | 28277 | Approved | NM-NC Net Metering | Carolinas | 2014-12-31 | Connected | Photovoltaic |  | 3.8 | Central | Single | 2014-11-05 | 2014-12-22 | 2014-11-05 | Executed
AC | Wayne | Hoffland Environmental Inc. |  | Distribution | GE Jen Bacher model JMS 320GS-BL |  | Biogas | Non-Residential | 396 Benton Pond Road | Fremont | NC | 27850 | Approved |  | PEC Carolinas |  | Pending IA | Other |  | 4000 | Eastern | 3-phase | 2014-10-21 |  | 2013-10-15 | Open
DC | Franklin | Hays House llc | 120/240 | Distribution |  | 6.84 | Solar | Non-Residential | 48 AVENUE D | Apalachiocola | FL | 32320 |  | NM-FL Net Metering | FL | 2012-06-20 | Connected | Photovoltaic |  | 5.814 | North Coastal | Single | 2014-11-29 |  | 2014-11-29 | Executed
DC | Haywood | Haywood Community College |  | Distribution |  | 0 | Solar | Non-Residential | 185 Freelander Dr | Clyde | NC | 28721 | Approved | NC NM-Net Metering for Renewable Energy Facilities | PEC Carolinas | 2012-02-01 | Connected | Photovoltaic |  | 4990 | Northern |  | 2012-10-18 |  |  | Executed
DC | Sampson | Holger Holdings, LLC |  | Distribution |  |  | Solar | Non-Residential | Unknown | Clinton | NC | 27328 | Approved |  | PEC Carolinas |  | Pending | Photovoltaic |  | 4950 | Unknown |  | 2014-10-21 |  | 2014-05-28 | Open
DC | Guilford | Holiday Farms, LLC |  | Distribution | 21,660 Canadian Solar CS6X-300P Modules | 6498 | Solar | Non-Residential | Webb Rd | Colfax | NC | 27235 | Cancelled | PP-N NC - Non-Hydroelectric Qualifying Facilities | Carolinas |  | Cancelled | Photovoltaic |  | 4500 | Northern | 3-phase | 2013-05-28 |  | 2013-05-28 | Cancelled
DC | Iredell | Holliday H Obrecht III | 120/240 | Distribution | QTY 43 Q Peak 270 Watt Solar Modules | 11.61 | Solar | Residential | 165 Normandy Rd | Mooresville | NC | 28117 | Pending | NM-NC Net Metering | Carolinas |  | Pending | Photovoltaic |  | 11 | Northern | Single | 2015-04-15 |  | 2015-04-15 | Open
DC | Lake | Headquarter Orlando LLC |  | Distribution |  | 126.88 | Solar | Non-Residential | 17700 STATE ROAD 50 W, HONDA | Clermont | FL | 34711 | Approved | NM-FL Net Metering | FL | 2010-02-04 | Connected | Photovoltaic |  | 107.848 | South Central |  | 2014-09-10 |  |  | Executed
DC | Pinellas | Health Shoe Plus Inc, Dba Happy Feet Plus |  | Distribution |  | 3.96 | Solar | Non-Residential | 28384 US 19 | Clearwater | FL | 33761 | Approved | NM-FL Net Metering | FL | 2005-07-22 | Connected | Photovoltaic |  | 3.366 | South Coastal |  | 2014-09-10 |  |  | Executed
DC | Alamance | Nancy Forrest | 120/240 | Distribution | Twenty OPTXXX-60-4-1B0 Solar Modules | 5.1 | Solar | Residential | 2234 Basil Holt Rd | Burlington | NC | 27217 | Approved | NM-NC Net Metering | Carolinas | 2014-01-14 | Connected | Photovoltaic |  | 4.3 | Northern | Single | 2013-11-21 | 2014-01-09 | 2014-01-29 | Executed
DC | Pinellas | Heather Morin |  | Distribution |  | 10 | Solar | Residential | 101 21ST AVE S | ST. PETERSBURG | FL | 33705 | Approved | NM-FL Net Metering | FL | 2014-01-08 | Connected | Photovoltaic |  | 8.5 | South Coastal |  | 2014-09-10 |  |  | Executed
DC | Robeson | Holstein Holdings, LLC 20MW |  | Distribution |  |  | Solar | Non-Residential | 24041 Skyway Church Road | Maxton | NC | 28364 | Approved |  | PEC Carolinas |  | Pending IA | Photovoltaic |  | 20000 | Unknown |  | 2014-10-21 |  | 2013-07-09 | Open
DC | Sumter | Heather Hamill |  | Distribution |  | 5.28 | Solar | Residential | 10201 MAINSAIL DR | OXFORD | FL | 34484 | Approved | NM-FL Net Metering | FL | 2013-01-07 | Connected | Photovoltaic |  | 4.488 | North Coastal |  | 2014-09-10 |  |  | Executed
DC | Orange | Hector Cruz |  | Distribution |  | 5 | Solar | Residential | 2329 CEDAR GARDEN DR | Orlando | FL | 32824 | Approved | NM-FL Net Metering | FL | 2012-07-24 | Connected | Photovoltaic |  | 4.25 | South Central |  | 2014-09-10 |  |  | Executed
DC | Orange | Hector R Rodriguez | 120/240 | Distribution |  | 4.81 | Solar | Residential | 13591 Crystal River Dr, Waterford Lakes | Orlando | FL | 32828 |  | NM-FL Net Metering | FL | 2014-07-22 | Connected | Photovoltaic |  | 4.089 | North Central | Single |  |  |  | Executed
DC | Mecklenburg | Hood Road Solar Park LLC | 480Y/277 | Distribution | Qty 22500 Rensola 300W Modules | 6750 | Solar | Non-Residential | 9661 Hood Rd | Charlotte | NC | 28215 | Pending | PP-N NC - Non-Hydroelectric Qualifying Facilities | Carolinas |  | Pending | Photovoltaic |  | 5000 | Central | 3-phase | 2014-08-04 |  | 2014-08-04 | Open
DC |  | Hookerton Farm, LLC |  | Distribution |  |  | Solar | Non-Residential | Unknown | Snow Hill | NC | 0 | Cancelled |  | PEC Carolinas |  | Cancelled | Photovoltaic |  | 5000 | Unknown |  | 2014-10-21 |  | 2013-07-03 | Cancelled
DC | Orange | Hector Marte |  | Distribution |  | 4.92 | Solar | Residential | 8027 SUN VISTA WAY | Orlando | FL | 32822 | Approved | NM-FL Net Metering | FL | 2011-07-08 | Connected | Photovoltaic |  | 4.182 | South Central |  | 2014-09-10 |  |  | Executed
DC | Mecklenburg | Horace Jenkins | 120/240 | Distribution | Qty 23 Rensola 260W Solar Panels | 5.98 | Solar | Residential | 3620 Hubbard Rd | Charlotte | NC | 28269 | Pending | NM-NC Net Metering | Carolinas |  | Pending | Photovoltaic |  | 5.75 | Central | Single | 2015-06-03 |  | 2015-06-03 | Open
DC | Osceola | Hector Ramirez |  | Distribution |  | 4.95 | Solar | Residential | 15 ALICANTE CT | Kissimmee | FL | 34758 | Approved | NM-FL Net Metering | FL | 2009-10-15 | Connected | Photovoltaic |  | 4.208 | South Central |  | 2014-09-10 |  |  | Executed
DC | Granville | Horner Siding Solar Farm LLC |  | Distribution | QTY 9180 ReneSola 305 Watt Panels | 2799.9 | Solar | Non-Residential | 6148 Horner Siding Road | Oxford | NC | 27565 | Pending |  | PEC Carolinas |  | Pending | Photovoltaic |  | 1998 | Unknown | 3-phase | 2015-02-27 |  | 2015-02-27 | Open
DC | Madison | Hot Springs Elementary |  |  |  | 2.3 | Wind | Non-Residential | PO Box 247 | Marshall | NC | 28573 | Approved | NC CSP-Cogeneration and Small Power Producer-Sell All | PEC Carolinas | 2009-05-01 | Connected | Turbine |  | 1.84 | Northern |  | 2012-10-18 |  |  | Executed
DC | Citrus | Heiko Kallenbach | 120/240 | Distribution | Qty 40 SW250W Solar Panels | 10 | Solar | Residential | 4489 W Horseshoe Dr | Beverly Hills | FL | 34465 | Approved | NM-FL Net Metering | FL | 2015-06-10 | Connected | Photovoltaic |  | 8.5 | North Coastal | Single | 2015-06-03 |  | 2015-06-03 | Executed
DC | ORANGE | Nancy C Sinreich | 120/240 | Distribution | Qty 23 Suniva Opt 270-60-4-1B0 | 6.21 | Solar | Residential | 55 Cedar St | Chapel Hill | NC | 27514 | Approved | NM-NC Net Metering | Carolinas | 2015-03-31 | Connected | Photovoltaic |  | 5.52 | Northern | Single | 2015-01-30 | 2015-03-19 | 2015-01-30 | Executed
DC | BUNCOMBE | Howard Larsen | 120/240 |  |  | 5.75 | Solar | Residential | 1024 Arrowhead Ridge Rd | Spruce Pine | NC | 28806 | Approved | NC CSP-Cogeneration and Small Power Producer-Sell All | PEC Carolinas | 2011-04-26 | Connected | Photovoltaic |  | 4.6 | Western | Single | 2012-10-18 |  |  | Executed
DC | Buncombe | Helen M. Fine | 120/240 | Distribution | QTY: 38 LG 260 | 9.88 | Solar | Residential | 420 Dula Springs Rd. | Asheville | NC | 28806 | Pending | NM-NC Net Metering | PEC Carolinas | 2014-04-29 | Connected | Photovoltaic |  | 5 | Western | Single | 2014-02-26 |  | 2014-02-26 | Executed
DC | CHATHAM | Howard Plemmons | 120/240 |  |  | 8.05 | Solar | Residential | 55 Shady Lane Circle | Apex | NC | 27523 | Approved | NC CSP-Cogeneration and Small Power Producer-Sell All | PEC Carolinas | 2011-02-24 | Connected | Photovoltaic |  | 6.44 | Northern | Single | 2012-10-18 |  |  | Executed
DC |  | Howard Plemmons |  |  |  | 1.75 | Solar | Residential | 55 Shady Lane Circle | Apex | NC | 27523 | Cancelled | NC NM-Net Metering for Renewable Energy Facilities | PEC Carolinas |  |  | Photovoltaic |  | 1.4 | Northern |  | 2012-10-18 |  |  | Cancelled
DC | Monroe | Helen Wiesler | 120/240 | Distribution | eighteen 250-W Helios solar panels | 4.5 | Solar | Residential | 1223 Sheridan Dr E | Bloomington | IN | 47401 | Approved | Net Metering - Standard Contract Rider No. 57 | IN | 2013-07-16 | Connected | Photovoltaic |  | 3.87 | Southern | Single | 2013-06-11 |  | 2013-06-11 | Executed
DC | Spartanburg | Nancee T Shaffer | 120/240 | Distribution |  | 0.74 | Solar | Residential | 120 Clearview Dr | Lyman | SC | 29365 | Approved | NM-SC Net Metering | Carolinas | 2012-02-01 | Connected | Photovoltaic |  | 0.74 | Southern | Single | 2011-12-07 |  | 2011-12-07 | Executed
DC | Rutherford | HSW Power Inc. Riverstone Solar Farm |  | Distribution | QTY 15960 TS-M400 400W Solar Panels | 6384 | Solar | Non-Residential | 219 Broad River Blvd | Forest City | NC | 28043 | Pending | PP-N NC - Non-Hydroelectric Qualifying Facilities | Carolinas |  | Pending | Photovoltaic |  | 5000 | Southern | 3-phase | 2015-04-28 |  | 2015-04-28 | Open
DC |  | Helena Baird | 120/240 | Distribution | Qty 36 SW 280W, Solar Panels | 10 | Solar | Residential | 447 Detroit Ter, House | Debary | FL | 32713 | Approved | NM-FL Net Metering | FL | 2015-05-21 | Connected | Photovoltaic |  | 8.5 | North Central | Single | 2015-05-18 |  | 2015-05-18 | Executed
DC | ORANGE | Hubertus Puetz |  | Distribution |  | 4.8 | Solar | Residential | 12410 MONTALCINO CIRCLE | WINDERMERE | FL | 34786 | Approved | NM-FL Net Metering | FL | 2013-04-24 | Cancelled | Photovoltaic |  | 4.08 | South Central |  | 2014-09-10 |  |  | Cancelled
DC | Mecklenburg | Namron, Inc. | 120/240 | Distribution | Seventeen 250 Watt Siliken Solar Panels | 4.25 | Solar | Non-Residential | 323 Wendover Hill CT | Charlotte | NC | 28211 | Approved | PP-N NC - Non-Hydroelectric Qualifying Facilities | Carolinas | 2012-04-02 | Connected | Photovoltaic | Namron PV Installation | 4 | Central | Single | 2012-02-10 |  | 2012-02-10 | Executed
DC | Anderson | Nadezhda and Yevgeniy Melnichenko | 120/240 | Distribution |  | 6.14 | Solar | Residential | 562 Wright School Rd | Belton | SC | 29627 | Approved | NM-SC Net Metering | Carolinas | 2013-02-22 | Connected | Photovoltaic |  | 6.144 | Southern | Single | 2013-02-07 | 2013-02-21 | 2013-02-07 | Executed
DC | Buncombe | Henri Kieffer | 120/240 | Distribution | QTY 54 Kyocera KC 130 GT | 7.02 | Solar | Residential | 102 Horizon Hill Rd | Asheville | NC | 28804 | Approved | NC NM-Net Metering for Renewable Energy Facilities | PEC Carolinas | 2014-07-08 | Connected | Photovoltaic |  | 6 | Western | Single | 2014-04-17 |  | 2014-04-17 | Executed
DC | SEMINOLE | Henry Maxwell |  | Distribution |  | 3.57 | Solar | Residential | 5245 Poinsetta Ave | WINTER PARK | FL | 32792 | Approved | NM-FL Net Metering | FL | 2014-08-22 | Connected | Photovoltaic |  | 3.035 | North Central |  | 2014-09-10 |  |  | Executed
DC | Rockingham | Husky Solar, LLC |  | Distribution | 21780 Trina TSM-285 PA14 PV module | 6207.3 | Solar | Non-Residential | 1358 NC Highway 87 | Reidsville | NC | 27320 | Pending | PP-N NC - Non-Hydroelectric Qualifying Facilities | Carolinas |  | Pending IA | Photovoltaic |  | 5000 | Northern | 3-phase | 2013-03-19 |  | 2013-03-19 | Open
DC | Durham | N.C. Warn | 120/240 | Distribution | 12 (245 Watt) REC245PE Solar Panels | 2.94 | Solar | Non-Residential | 2812 Hillsborough RD | Durham | NC | 27705 | Approved | NM-NC Net Metering | Carolinas | 2012-10-03 | Connected | Photovoltaic |  | 2.58 | Northern | Single | 2012-05-25 | 2012-10-03 | 2012-05-25 | Executed
DC | Pinellas | Henry Hart |  | Distribution |  | 6.5 | Solar | Residential | 6341 20TH ST N | ST PETERSBURG | FL | 33702 | Approved | NM-FL Net Metering | FL | 2012-03-30 | Connected | Photovoltaic |  | 5.525 | South Coastal |  | 2014-09-10 |  |  | Executed
DC | Gastonia | Myra P. Walsburger | 120/240 | Distribution | qty 24 Solar World 280 PV panels | 6.72 | Solar | Residential | 130 Morris Acres Dr. | Stanley | NC | 28164 | Approved | NM-NC Net Metering | Carolinas | 2015-01-06 | Connected | Photovoltaic |  | 6 | Central | Single | 2014-12-03 | 2015-01-06 | 2014-12-03 | Executed
DC | VIGO | I B E W #725 LOCAL | 480Y/277 |  | forty 235-W Sharp NU-U235UF1 solar panels | 9.4 | Solar | Non-Residential | 5675 HULMAN ST | TERRE HAUTE | IN | 47802 | Approved | Net Metering - Standard Contract Rider No. 57 | IN | 2010-03-17 | Connected | Photovoltaic |  | 9.4 | Soutwest | 3 phase |  |  |  | Executed
DC | Mecklenburg | Ian Caterina | 120/240 | Distribution | qty 30 SolarWorld 250 w PV modules | 7.5 | Solar | Residential | 3204 Jones Ridge Dr | Charlotte | NC | 28226 | Pending | NM-NC Net Metering | Carolinas |  | Pending | Photovoltaic |  | 7.5 | Central | Single | 2015-04-30 |  | 2015-04-30 | Open
DC | Mecklenburg | Myers Park Baptist Church-NM | 208Y/120 | Distribution |  | 4.8 | Solar | Non-Residential | 1900 Queens Rd | Charlotte | NC | 28207 | Approved | NM-NC Net Metering | Carolinas | 2011-10-07 | Connected | Photovoltaic |  | 4.8 | Central | 3-phase | 2011-08-18 |  | 2011-08-18 | Executed
DC | VIGO | IBEW LOCAL 725 | 120/240 |  | twenty 235-W Sharp NU-U235UF1 solar panels | 4.7 | Solar | Non-Residential | 5675 HULMAN ST | TERRE HAUTE | IN | 47802 | Approved | Net Metering - Standard Contract Rider No. 57 | IN | 2010-03-17 | Connected | Photovoltaic |  | 4.7 | Soutwest | Single |  |  |  | Executed
DC | Wayne | Icarus Solar, LLC |  | Distribution | Qty 22,344 JA Solar JAP6 72-310/3BB | 6926.64 | Solar | Non-Residential | 1725 N Beston Rd | Goldsboro | NC | 27534 | Pending |  | PEC Carolinas |  | Pending | Photovoltaic |  | 3000 | Unknown | 3-phase | 2015-01-26 |  | 2015-01-26 | Open
DC | PASCO | Henry Pohjolainen |  | Distribution |  | 5.88 | Solar | Residential | 36750 FAIRVIEW HEIGHTS ROAD | ZEPHYRHILLS | FL | 33541 | Approved | NM-FL Net Metering | FL | 2013-07-16 | Connected | Photovoltaic |  | 4.998 | South Coastal |  | 2014-09-10 |  |  | Executed
DC | Lake | Henry Terefenko |  | Distribution |  | 5.33 | Solar | Residential | 9209 LIBBY RD, #3 | Clermont | FL | 34715 | Approved | NM-FL Net Metering | FL | 2010-04-07 | Connected | Photovoltaic |  | 4.531 | South Central |  | 2014-09-10 |  |  | Executed
DC | Franklin | Iga Solar, LLC |  | Distribution | Qty 22,344 JA Solar JAP6 72-310/3BB | 6926.64 | Solar | Non-Residential | 908 NC 98 highway E | Bunn | NC | 27508 | On Hold |  | PEC Carolinas |  | Pending | Photovoltaic |  | 5010 | Unknown | 3-phase | 2015-01-26 |  | 2015-01-26 | Open
DC | Buncombe | Herbert Freeman | 120/240 | Distribution |  | 1.8 | Solar | Residential | 154 Carolina Blue Bird Loop | Arden | NC | 28776 | Approved | NC NM-Net Metering for Renewable Energy Facilities | PEC Carolinas | 2010-01-14 | Connected | Photovoltaic |  | 1.44 | Western | Single | 2012-10-18 |  |  | Executed
DC | Carteret | IJ Won |  |  |  | 9.88 | Solar | Residential | 169 Old Nassau Road | Williston | NC | 28579 | Approved | NC NM-Net Metering for Renewable Energy Facilities | PEC Carolinas | 2010-08-14 | Connected | Photovoltaic |  | 7.9 | Northern |  | 2012-10-18 |  |  | Executed
DC | Seminole | Herbert V Hinely | 120/240 | Distribution | Qty 45 (250 Watt) Canadian Solar CS6P-250P | 11.25 | Solar | Residential | 225 Arnold Ave | Longwood | FL | 32750 | Approved | NM-FL Net Metering | FL | 2015-01-19 | Connected | Photovoltaic |  | 9.56 | North Central | Single | 2015-01-13 |  | 2015-01-13 | Executed
DC | Vermillion | Herman and Kittle Properties | 120/240 | Distribution | forty-eight 250-W Canadian Solar CS6P 250 solar modules | 12 | Solar | Non-Residential | 1102 4TH ST S MISC: HOUSE #1 | Clinton | IN | 47842 | Approved | Net Metering - Standard Contract Rider No. 57 | IN | 2014-11-18 | Connected | Photovoltaic |  | 11 | Northern | Single | 2014-04-08 |  | 2014-04-08 | Executed
DC | HAMILTON | ILSCO CORP |  |  | one hundred thirty 190-W solar panels | 24.7 | Solar | Non-Residential | 4730 MADISON RD | CINCINNATI | OH | 45227 | Approved | Rider NM - Net Metering Rider - OH | OH/KY | 2010-12-07 | Connected | Photovoltiac |  | 22.8 | Central | 3 phase |  |  |  | Executed
DC | Lake | Herman Martinez |  | Distribution |  | 7.26 | Solar | Residential | 101 SALT MARSH LN | Groveland | FL | 34736 | Approved | NM-FL Net Metering | FL | 2012-09-25 | Connected | Photovoltaic |  | 6.171 | South Central |  | 2014-09-10 |  |  | Executed
DC | Polk | Herman Burnett |  | Distribution |  | 11.7 | Solar | Residential | 3260 STATE ROAD 546 E | Haines City | FL | 33884 | Approved | NM-FL Net Metering | FL | 2010-05-25 | Connected | Photovoltaic |  | 9.945 | South Central |  | 2014-09-10 |  |  | Executed
DC | HAMILTON | INDIANA MUNICIPAL POWER AGENCY | 480Y/277 |  | 18 235-W Sharp ND-U235UF1 panels and 1 kW UGE-1K wind turbine | 5.23 | Other | Non-Residential | 11610 COLLEGE AVE N | CARMEL | IN | 46032 | Approved | Net Metering - Standard Contract Rider No. 57 | IN | 2009-11-03 | Connected | Other |  | 5.23 | North | 3 phase |  |  |  | Executed
DC |  | Indiana State University |  |  | 1 UGE4kw Wind Turbine | 4 | Wind | Non-Residential | 411 Chestnut St/400 5th St N | Terre Haute | IN | 47809 | Approved | Net Metering - Standard Contract Rider No. 57 | IN | 2013-02-04 | Connected | Turbine |  | 4 | Southern |  | 2013-01-17 |  | 2013-01-17 | Executed
DC | Pinellas | Hermann Flachsmann |  | Distribution |  | 4.2 | Solar | Residential | 1085 Eden Isle Drive | St Petersburg | FL | 33704 | Approved | NM-FL Net Metering | FL | 2008-02-07 | Connected | Photovoltaic |  | 3.57 | South Coastal |  | 2014-09-10 |  |  | Executed
DC | OSCEOLA | Hermenegildo Pereira |  | Distribution |  | 5.1 | Solar | Residential | 1743 SAIL CT | POINCIANA | FL | 34759 | Approved | NM-FL Net Metering | FL | 2014-06-25 | Connected | Photovoltaic |  | 4.335 | South Central |  | 2014-09-10 |  |  | Executed
DC |  | Infigen Energy US Development LLC - Florence Solar Plant |  | Distribution | Qty 42,860 JCM315W Solar Panels | 13500 | Solar | Non-Residential | 6219 E Palmetto St | Florence | SC | 29506 | Pending |  | PEC Carolinas |  | Pending | Photovoltaic |  | 10000 | Unknown | 3-phase | 2015-04-06 |  | 2015-04-06 | Open
DC | Hoke | Infigen Energy US Development LLC - N Old Wire Rd |  | Distribution | Qty 21,440 JKM315PP-72 Poly Crystalline PV Solar Modules | 6753.6 | Solar | Non-Residential | 3555-3889 N Old Wire Rd | Shannon | NC | 28386 | Pending |  | PEC Carolinas |  | Pending | Photovoltaic |  | 5000 | Unknown | 3-phase | 2014-10-26 |  | 2014-09-12 | Open
DC | Chatham | Infigen Energy US Development LLC - Staley Snow Camp Rd |  | Distribution | Qty 21,440 JKM315PP-72 Poly Crystalline PV Solar Modules | 6753.6 | Solar | Non-Residential | 1994 Staley Snow Camp Rd | Siler City | NC | 27344 | Pending |  | PEC Carolinas |  | Pending | Photovoltaic |  | 5000 | Unknown | 3-phase | 2014-10-26 |  | 2014-09-15 | Open
DC | LAKE | Hernan Vergara |  | Distribution |  | 6.13 | Solar | Residential | 181 BAYOU BEND RD, SOLAR POWER | GROVELAND | FL | 34736 | Approved | NM-FL Net Metering | FL | 2014-05-28 | Connected | Photovoltaic |  | 5.206 | South Central |  | 2014-09-10 |  |  | Executed
DC | Vance | Hessler, LLC (Project 1) |  | Distribution |  | 115 | Solar | Non-Residential | 860 Commerce Drive | Henderson | NC | 27536 | Approved | Negotiated (NC) | PEC Carolinas | 2010-10-06 | Connected | Photovoltaic |  | 100 | Unknown |  | 2014-10-21 |  | 2010-07-21 | Executed
AC | Wake | Ingenco Renewable Development, LLC |  | Distribution |  |  | Landfill Gas | Non-Residential | 6512 Old Smithfield Road | Apex | NC | 27502 | Approved |  | PEC Carolinas |  | Pending | Other |  | 9600 | Unknown |  | 2014-10-21 |  |  | Open
DC | Vance | Hessler, LLC (Project 2) |  | Distribution |  | 153 | Solar | Non-Residential | 1020 Commerce Drive | Henderson | NC | 27537 | Approved | Negotiated (NC) | PEC Carolinas | 2012-09-17 | Connected | Photovoltaic |  | 125 | Unknown |  | 2014-10-21 |  | 2012-05-09 | Executed
DC | Buncombe | Innovative Solar 1, LLC |  | Distribution |  |  | Solar | Non-Residential | 2965 Leicester Hwy. | Leicester | NC | 28748 | Approved | NC CSP29-Cogeneration and Small Power Producer-Sell All | PEC Carolinas | 2014-12-31 | Pending IA | Photovoltaic |  | 800 | Unknown |  | 2014-10-21 |  | 2011-10-27 | Open
DC | Haywood | Innovative Solar 10, LLC |  | Distribution |  |  | Solar | Non-Residential | Unknown | Canton | NC | 28716 | Approved | NC CSP29-Cogeneration and Small Power Producer-Sell All | PEC Carolinas |  | Pending IA | Photovoltaic |  | 1300 | Unknown |  | 2014-10-21 |  | 2012-06-27 | Open
DC | Buncombe | Innovative Solar 11, LLC |  | Distribution |  |  | Solar | Non-Residential | Unknown | Leicester | NC | 28748 | Approved | NC CSP29-Cogeneration and Small Power Producer-Sell All | PEC Carolinas |  | Pending IA | Photovoltaic |  | 1700 | Unknown |  | 2014-10-21 |  | 2012-09-07 | Open
DC | Forsyth | Morris Craig and Jennifer Moser | 120/240 | Distribution | 14 LG 260W Panels | 3.64 | Solar | Residential | 190 Sheets Trl | Germanton | NC | 27019 | Approved | NM-NC Net Metering | Carolinas | 2014-12-01 | Connected | Photovoltaic |  | 3.01 | Northern | Single | 2014-11-10 | 2014-11-26 | 2014-11-10 | Executed
DC | Rutherford | Innovative Solar 13, LLC | 12,470Y/7,200 | Distribution | 8,680 Canadian Solar CS6P-230W Panels | 1996.4 | Solar | Non-Residential | 306 Gross Gin Dr. | Forest City | NC | 28043 | Cancelled | PP-N NC - Non-Hydroelectric Qualifying Facilities | Carolinas |  | Cancelled | Photovoltaic |  | 1996.4 | Southern | 3-phase | 2012-06-22 |  | 2012-06-22 | Cancelled
DC | Rutherford | Innovative Solar 14, LLC | 12,470Y/7,200 | Distribution | 8,680 Canadian Solar CS6P-230W Panels | 1996.4 | Solar | Non-Residential | 434 NC 120 Hwy | Mooresboro | NC | 28114 | Cancelled | PP-N NC - Non-Hydroelectric Qualifying Facilities | Carolinas |  | Cancelled | Photovoltaic |  | 1996.4 | Southern | 3-phase | 2012-06-22 |  | 2012-06-22 | Cancelled
DC | Volusia | Hidden Valley Pk Inc |  | Distribution |  | 5.06 | Solar | Non-Residential | 808 PARK AVE | DE LEON SPRINGS | FL | 32130 | Approved | NM-FL Net Metering | FL | 2011-08-12 | Connected | Photovoltaic |  | 4.301 | North Central |  | 2014-09-10 |  |  | Executed
DC | Mitchell | Highland Craftsmen |  | Distribution |  | 21 | Solar | Non-Residential | 534 Oak Avenue | Spruce Pine | NC | 28777 | Approved | NC NM-Net Metering for Renewable Energy Facilities | PEC Carolinas | 2012-01-17 | Connected | Photovoltaic |  | 17 | Unknown |  | 2014-10-21 |  | 2011-11-02 | Executed
DC | Durham | Moria Joy Smoski | 120/240 | Distribution | Qty 16 (310 Watt) Canadian Solar CSX-310P Solar Panels | 4.96 | Solar | Residential | 3 Beaufort Ct | Durham | NC | 27713 | Approved | NM-NC Net Metering | Carolinas | 2014-12-15 | Connected | Photovoltaic |  | 3.758 | Northern | Single | 2014-10-20 | 2014-12-12 | 2014-10-20 | Executed
DC | Rutherford | Innovative Solar 16, LLC | 12,470Y/7,200 | Distribution | 8,680 Canadian Solar CS6P-230W Panels | 1996.4 | Solar | Non-Residential | 99 Old Hollis Rd | Ellenboro | NC | 28040 | Cancelled | PP-N NC - Non-Hydroelectric Qualifying Facilities | Carolinas |  | Cancelled | Photovoltaic |  | 1996.4 | Southern | 3-phase | 2012-06-22 |  | 2012-06-22 | Cancelled
DC | Rutherford | Innovative Solar 17, LLC | 12,470Y/7,200 | Distribution | 8,680 Canadian Solar CS6P-230W Panels | 1996.4 | Solar | Non-Residential | 1110 Ted Smith Rd | Rutherfordton | NC | 28139 | Cancelled | PP-N NC - Non-Hydroelectric Qualifying Facilities | Carolinas |  | Cancelled | Photovoltaic |  | 1996.4 | Southern | 3-phase | 2012-06-22 |  | 2012-06-22 | Cancelled
DC | Rockingham | Moore Solar LLC - NC Hwy 158 |  | Distribution | Qty 21,640 ReneSola JC300M-24 Abh | 6492 | Solar | Non-Residential | NC Hwy 158 | Reidsville | NC | 27320 | Pending | PP-N NC - Non-Hydroelectric Qualifying Facilities | Carolinas |  | Under Construction | Photovoltaic |  | 5000 | Northern | 3-phase | 2014-09-11 |  | 2014-09-11 | Open
DC | Rutherford | Innovative Solar 19, LLC |  | Distribution | 10500 Canadian Solar CS6P-245W Panels | 2572.5 | Solar | Non-Residential | 1525 Piney Mountain Church Rd | Bostic | NC | 28018 | Pending | PP-N NC - Non-Hydroelectric Qualifying Facilities | Carolinas |  | Pending | Photovoltaic |  | 2500 | Central | 3-phase | 2013-05-09 |  | 2013-05-09 | Open
DC | Buncombe | Innovative Solar 2, LLC |  | Distribution |  |  | Solar | Non-Residential | 2969 Leicester Hwy | Leicester | NC | 28748 | Approved | NC CSP29-Cogeneration and Small Power Producer-Sell All | PEC Carolinas |  | Pending IA | Photovoltaic |  | 800 | Unknown |  | 2014-10-21 |  | 2011-10-27 | Open
DC | Polk | Innovative Solar 20, LLC |  | Distribution | Qty 10500 (245 Watt) Canadian Solar CS6P-245W Panels | 2572.5 | Solar | Non-Residential | 208 McDowell Rd | Columbus | NC | 28722 | Pending | PP-N NC - Non-Hydroelectric Qualifying Facilities | Carolinas |  | Pending | Photovoltaic |  | 2500 | Southern | 3-phase | 2013-02-26 |  | 2013-02-26 | Open
DC | Rutherford | Innovative Solar 21, LLC |  | Distribution | 10500 Canadian Solar CS6P-245W Panels | 2572.5 | Solar | Non-Residential | 480 Hogan Rd | Harris | NC | 28043 | Pending | PP-N NC - Non-Hydroelectric Qualifying Facilities | Carolinas |  | Pending | Photovoltaic |  | 2500 | Southern | 3-phase | 2013-05-13 |  | 2013-05-13 | Open
DC | Cleveland | Innovative Solar 22, LLC | 12,470Y/7,200 | Distribution | 10500 Canadian Solar CS6P-245W Panels | 2572.5 | Solar | Non-Residential | 142 Peachtree St. | Lattimore | NC | 28089 | Pending | PP-N NC - Non-Hydroelectric Qualifying Facilities | Carolinas |  | Pending | Photovoltaic |  | 2500 | Central | 3-phase | 2013-05-14 |  | 2013-05-14 | Open
DC | Rockingham | Moore Solar Farm, LLC - 190 Waynick Rd | 12,470Y/7,200 | Distribution | 4,172 235w Canadian Solar panels; 20,104 Canadian Solar 250w panels | 6006.4 | Solar | Non-Residential | 190 Waynick Rd | Reidsville | NC | 27320 | Approved | PP-N NC - Non-Hydroelectric Qualifying Facilities | Carolinas | 2013-12-05 | Connected | Photovoltaic | Moore Solar Farm PV Installation | 4950 | Northern | 3-phase | 2012-06-08 | 2014-01-08 | 2012-06-08 | Executed
DC | Cleveland | Innovative Solar 24, LLC | 12,470Y/7,200 | Distribution | 10500 Canadian Solar CS6P-245W Panels | 2572.5 | Solar | Non-Residential | 5704 Fallston Rd | Lawndale | NC | 28090 | Pending | PP-N NC - Non-Hydroelectric Qualifying Facilities | Carolinas |  | Pending | Photovoltaic |  | 2500 | Central | 3-phase | 2013-05-14 |  | 2013-05-14 | Open
DC | Cleveland | Innovative Solar 25, LLC | 12,470Y/7,200 | Distribution | 10500 Canadian Solar CS6P-245W Panels | 2572.5 | Solar | Non-Residential | 2439 S Post Rd | Shelby | NC | 28152 | Pending | PP-N NC - Non-Hydroelectric Qualifying Facilities | Carolinas |  | Pending | Photovoltaic |  | 2500 | Central | 3-phase | 2013-05-14 |  | 2013-05-14 | Open
DC | Transylvania | Moonyean Wood | 120/240 | Distribution | 24 SolarWorld 240W modules and 24 EnPhase .215W microinverters | 5.16 | Solar | Residential | 552 Sugarloaf Road | Brevard | NC | 28712 | Approved | NM-NC Net Metering | Carolinas | 2013-07-17 | Connected | Photovoltaic |  | 5.76 | Southern | Single | 2013-05-02 | 2013-06-26 | 2013-05-02 | Executed
DC | Henderson | Innovative Solar 27 LLC | 12,470Y/7,200 | Distribution | QTY: 8,568 Canadian Solar 245 | 2099 | Solar | Non-Residential | 892 Gilliam Mountain Rd. | Hendersonville | NC | 28792 | Pending | PP-N NC - Non-Hydroelectric Qualifying Facilities | Carolinas |  | Pending | Photovoltaic |  | 1981 | Southern | 3-phase | 2014-03-25 |  | 2014-03-25 | Open
DC | Polk | Innovative Solar 29 LLC | 12,470Y/7,200 | Distribution | QTY: 8,568 Canadian Solar 245 | 2099 | Solar | Non-Residential | 2391 Chesnee Rd | Columbus | NC | 28722 | Pending | PP-N NC - Non-Hydroelectric Qualifying Facilities | Carolinas |  | Pending | Photovoltaic |  | 1981 | Southern | 3-phase | 2014-03-25 |  | 2014-03-25 | Open
DC | Henderson | Innovative Solar 3, LLC | 12,470Y/7,200 | Distribution | 6524 (230 Watt) Canadian Solar PV Panels-CS6P-230 | 1500 | Solar | Non-Residential | 7513 Boylston Hwy Duke Power Pole #110 | Mills River | NC | 28759 | Cancelled | PP-N NC - Non-Hydroelectric Qualifying Facilities | Carolinas |  | Cancelled | Photovoltaic |  | 1500 | Southern | 3-phase | 2012-03-20 |  | 2012-03-20 | Cancelled
DC | Union | Innovative Solar 30 LLC | 12,470Y/7,200 | Distribution | QTY: 8,568 Canadian Solar 245 | 2099 | Solar | Non-Residential | 8506 Lancaster Hwy | Waxhaw | NC | 28173 | Pending | PP-N NC - Non-Hydroelectric Qualifying Facilities | Carolinas |  | Pending | Photovoltaic |  | 1981 | Central | 3-phase | 2014-03-25 |  | 2014-03-25 | Open
DC |  | Innovative Solar 32, LLC |  | Distribution |  |  | Solar | Non-Residential | Unknown | Lilesville | NC | 28091 | Cancelled |  | PEC Carolinas |  | Cancelled | Photovoltaic |  | 2572 | Unknown |  | 2014-10-21 |  | 2014-01-17 | Cancelled
DC | Anson | Innovative Solar 32, LLC |  | Distribution |  |  | Solar | Non-Residential | Unknown | Lilesville | NC | 28091 | Approved |  | PEC Carolinas |  | Under Construction | Photovoltaic |  | 2572 | Unknown |  | 2014-10-21 |  | 2014-01-27 | Open
DC | Alamance | Saxapahaw Solar |  | Transmission | Qty 22880 CS6X-300P | 5000 | Solar | Non-Residential | 5830 Swepsonville Saxapahaw Rd | Graham | NC | 27253 | Cancelled |  | Carolinas |  | Cancelled | Photovoltaic |  |  | Northern | 3-phase | 2014-08-15 |  | 2014-08-15 | Cancelled
DC |  | Innovative Solar 35, LLC |  | Distribution |  |  | Solar | Non-Residential | Unknown | Albertson | NC | 28508 | Cancelled |  | PEC Carolinas |  | Cancelled | Photovoltaic |  | 2572 | Unknown |  | 2014-10-21 |  | 2014-01-23 | Cancelled
DC | Duplin | Innovative Solar 35, LLC |  | Distribution |  |  | Solar | Non-Residential | Unknown | Albertson | NC | 28508 | On Hold |  | PEC Carolinas |  | Pending | Photovoltaic |  | 2572 | Unknown |  | 2014-10-21 |  | 2014-01-27 | Open
DC | Henderson | Innovative Solar 4, LLC | 12,470Y/7,200 | Distribution | 6,524 230W Canadian Solar Panels | 1500.52 | Solar | Non-Residential | 3715 Chimney Rock Rd | Hendersonville | NC | 28732 | Cancelled | PP-N NC - Non-Hydroelectric Qualifying Facilities | Carolinas |  | Cancelled | Photovoltaic |  | 1500 | Southern | 3-phase | 2012-05-07 |  | 2012-05-07 | Cancelled
|  | Innovative Solar 41, LLC |  |  |  |  | Solar | Non-Residential | 692 Turn Bull Rd | Garland | NC | 28441 | Pending | Negotiated (NC) | PEC Carolinas |  |  | Photovoltaic |  |  | Northern |  |  |  |  | Open
|  | Innovative Solar 42, LLC |  |  |  |  | Solar | Non-Residential | 3132 County Line Rd | fayetteville | NC | 28306 | Pending | Negotiated (NC) | PEC Carolinas |  |  | Photovoltaic |  |  | Northern |  |  |  |  | Open
DC | Robeson | Innovative Solar 44, LLC |  | Distribution |  |  | Solar | Non-Residential | 127 Junkyard Lane | Shannon | NC | 28386 | Approved | NC CSP29-Cogeneration and Small Power Producer-Sell All | PEC Carolinas | 2015-09-30 | Under Construction | Photovoltaic |  | 6000 | Unknown |  | 2014-10-21 |  | 2014-02-10 | Open
DC |  | Innovative Solar 44, LLC |  | Distribution |  |  | Solar | Non-Residential | 127 Junkyard Lane | Shannon | NC | 28386 | Cancelled |  | PEC Carolinas |  | Cancelled | Photovoltaic |  | 6000 | Unknown |  | 2014-10-21 |  | 2014-01-23 | Cancelled
DC | Cleveland | Innovative Solar 45 LLC | 12,470Y/7,200 | Distribution | QTY: 8568 Canadian Solar 245 | 2099 | Solar | Non-Residential | 3536 Rube Spangler Rd | Lawndale | NC | 28090 | Cancelled | PP-N NC - Non-Hydroelectric Qualifying Facilities | Carolinas |  | Cancelled | Photovoltaic |  | 2000 | Central | 3-phase | 2014-01-31 |  | 2014-01-31 | Cancelled
|  | Innovative Solar 46, LLC |  |  |  |  | Solar | Non-Residential | 6507 Roslin Farm Road | Hope Mill | NC | 28348 | Pending | Negotiated (NC) | PEC Carolinas |  |  | Photovoltaic |  |  | Northern |  |  |  |  | Open
DC | Robeson | Innovative Solar 48, LLC |  | Distribution |  |  | Solar | Non-Residential | Unknown | Maxton | NC | 28364 | Approved |  | PEC Carolinas |  | Under Construction | Photovoltaic |  | 4995 | Unknown | 3-phase | 2014-10-21 |  | 2014-02-10 | Open
DC | Robeson | Innovative Solar 49 LLC |  | Distribution | Canadian Solar PV Panels- CS6P-245 |  | Solar | Non-Residential | 444 Marion Stage Road | Fairmont | NC | 28340 | Cancelled |  | PEC Carolinas |  | Cancelled | Photovoltaic |  | 1981 | Unknown | 3-phase | 2014-10-21 |  | 2014-02-10 | Cancelled
DC | Rutherford | Innovative Solar 5, LLC |  | Distribution | Qty 10,500 (245 Watt) CanadianSolar CS6P-245P | 2572.5 | Solar | Non-Residential | 80 Long Branch Rd | Forest City | NC | 28043 | Pending | PP-N NC - Non-Hydroelectric Qualifying Facilities | Carolinas |  | Pending | Photovoltaic |  | 2500 | Southern | 3-phase | 2013-02-26 |  | 2013-02-26 | Open
DC | Cumberland | Innovative Solar 51, LLC |  | Distribution |  |  | Solar | Non-Residential | 3600 Spike Rail Drive | Fayetteville | NC | 28312 | Approved |  | PEC Carolinas |  | Pending | Photovoltaic |  | 1981 | Unknown | 3-phase | 2014-10-21 |  | 2014-03-27 | Open
DC | Sampson | Innovative Solar 52, LLC |  | Distribution |  |  | Solar | Non-Residential | Unknown | Godwin | NC | 28344 | On Hold |  | PEC Carolinas |  | Pending | Photovoltaic |  | 500 | Unknown |  | 2014-10-21 |  | 2014-04-08 | Open
DC | Robeson | Innovative Solar 55, LLC |  | Distribution |  |  | Solar | Non-Residential | 401 Saint Anna Road | Pembroke | NC | 28372 | Approved |  | PEC Carolinas |  | Under Construction | Photovoltaic |  | 4995 | Unknown | 3-phase | 2014-10-21 |  | 2014-03-27 | Open
DC | Nash | Innovative Solar 56, LLC |  | Distribution |  |  | Solar | Non-Residential | Unknown | Castalia | NC | 27816 | On Hold |  | PEC Carolinas |  | Pending | Photovoltaic |  | 1981 | Unknown |  | 2014-10-21 |  | 2014-05-01 | Open
DC | Nash | Innovative Solar 59 |  | Distribution |  |  | Solar | Non-Residential | Unknown | Nashville | NC | 27856 | Approved |  | PEC Carolinas |  | Pending | Photovoltaic |  | 1981 | Unknown |  | 2014-10-21 |  | 2014-04-25 | Open
DC | Buncombe | Innovative Solar 6, LLC |  | Distribution |  |  | Solar | Non-Residential | 2951 Leicester Hwy. | Leicester | NC | 28748 | Approved | NC CSP29-Cogeneration and Small Power Producer-Sell All | PEC Carolinas |  | Pending IA | Photovoltaic |  | 1990 | Unknown |  | 2014-10-21 |  | 2012-05-02 | Open
DC | Nash | Innovative Solar 60, LLC |  | Distribution |  |  | Solar | Non-Residential | 4036 Taylors Gin Road | Castalia | NC | 27816 | On Hold |  | PEC Carolinas |  | Pending IA | Photovoltaic |  | 1981 | Unknown |  | 2014-10-21 |  | 2014-04-08 | Open
DC | Wayne | Innovative Solar 62 |  | Distribution |  |  | Solar | Non-Residential | Unknown | Goldsboro | NC | 27530 | On Hold |  | PEC Carolinas |  | Pending | Photovoltaic |  | 1981 | Unknown |  | 2014-10-21 |  | 2014-04-25 | Open
DC | Greene | Innovative Solar 63, LLC |  | Distribution |  |  | Solar | Non-Residential | Unknown | Snow Hill | NC | 28580 | Approved |  | PEC Carolinas |  | Pending | Photovoltaic |  | 4995 | Unknown |  | 2014-10-21 |  | 2014-07-15 | Open
DC | Sampson | Innovative Solar 64 |  | Distribution |  |  | Solar | Non-Residential | Unknown | Clinton | NC | 28328 | Approved |  | PEC Carolinas |  | Pending | Photovoltaic |  | 4995 | Unknown |  | 2014-10-21 |  | 2014-04-25 | Open
DC | Scotland | Innovative Solar 65 |  | Distribution |  |  | Solar | Non-Residential | Unknown | Laurinburg | NC | 28352 | Approved |  | PEC Carolinas |  | Pending | Photovoltaic |  | 4995 | Unknown |  | 2014-10-21 |  | 2014-07-18 | Open
DC | Columbus | Innovative Solar 71, LLC |  | Distribution |  |  | Solar | Non-Residential | Unknown | Tabor City | NC | 28463 | Approved |  | PEC Carolinas |  | Pending | Photovoltaic |  | 4995 | Unknown |  | 2014-10-21 |  | 2014-06-09 | Open
DC | Polk | Innovative Solar 8, LLC |  | Distribution | Qty 10500 (245 Watt) Canadian Solar CS6P-245P | 2572.5 | Solar | Non-Residential | 8355 S NC 9 HWY | Columbus | NC | 28722 | Pending | PP-N NC - Non-Hydroelectric Qualifying Facilities | Carolinas |  | Pending | Photovoltaic |  | 2500 | Southern | 3-phase | 2013-02-26 |  | 2013-02-26 | Open
DC | Henderson | Innovative Solar 8, LLC-NM | 12,470Y/7,200 | Distribution | 8,680 230 Watt Canadian Solar PV Panels | 1996.4 | Solar | Non-Residential | 849 Kerr Rd | Hendersonville | NC | 28732 | Cancelled | PP-N NC - Non-Hydroelectric Qualifying Facilities | Carolinas |  | Cancelled | Photovoltaic |  | 1996.4 | Southern | 3-phase | 2012-05-07 |  | 2012-05-07 | Cancelled
DC | Henderson | Innovative Solar 9, LLC-NM | 12,470Y/7,200 | Distribution | 8,680 230W Canadian Solar Panels | 1996.4 | Solar | Non-Residential | 199 St Pauls Rd | Hendersonville | NC | 28792 | Cancelled | PP-N NC - Non-Hydroelectric Qualifying Facilities | Carolinas |  | Cancelled | Photovoltaic |  | 1996.4 | Southern | 3-phase | 2012-05-07 |  | 2012-05-07 | Cancelled
DC |  | Innovative Solar 92, LLC |  | Distribution | QTY 19,950 Canadian 300 Watt CS6X-P Panels | 5985 | Solar | Non-Residential | 1098 N Governor Williams Hwy | Darlington | SC | 29532 | Pending |  | PEC Carolinas |  | Pending | Photovoltaic |  | 5000 | Unknown | 3-phase | 2015-02-25 |  | 2015-02-25 | Open
DC |  | Innovative Solar 94, LLC |  | Distribution | QTY 19,950 Canadian 300 Watt CS6X-P Panels | 5985 | Solar | Non-Residential | 1636 W Billy Farroe Hwy | Hartsville | SC | 29550 | Pending |  | PEC Carolinas |  | Pending | Photovoltaic |  | 5000 | Unknown | 3-phase | 2015-02-25 |  | 2015-02-25 | Open
DC | Lee | Innovative Solar 98, LLC |  | Distribution | QTY 1,995 Canadian Solar CS6X-P 300 Watt Panels | 5985 | Solar | Non-Residential | 1469 Lynchburg Hwy | Lynchburg | SC | 29080 | Pending |  | PEC Carolinas |  | Pending | Photovoltaic |  |  | Unknown | 3-phase | 2015-04-20 |  | 2015-04-20 | Open
DC | Highlands | Highlands Co Bd Pub Inst |  | Distribution |  | 10 | Solar | Non-Residential | 705 WINTHROP ST, BUILDING 1 THRU 8 | AVON PARK | FL | 33825 | Approved | NM-FL Net Metering | FL | 2011-10-05 | Connected | Photovoltaic |  | 8.5 | South Central |  | 2014-09-10 |  |  | Executed
DC |  | Innovative Solar Systems, LLC - Solar 7 |  | Distribution |  |  | Solar | Non-Residential | Unknown | Fletcher | NC | 0 | Cancelled |  | PEC Carolinas |  | Cancelled | Photovoltaic |  | 2000 | Unknown |  | 2014-10-21 |  | 2012-05-02 | Cancelled
DC | Charlotte | Monique Burgos | 120/240 | Distribution | Qty 5 (250 Watt) Renesolar JC250M-24/Bbh Solar Panels | 1.25 | Solar | Residential | 14508 Raynham Dr | Charlotte | NC | 28262 | Approved | NM-NC Net Metering | Carolinas | 2014-12-11 | Connected | Photovoltaic |  | 0.96 | Central | Single | 2014-09-19 | 2014-12-04 | 2014-09-19 | Executed
DC | Buncombe | Ira E Bell III | 120/240 | Distribution |  | 4.13 | Solar | Residential | 339 Ridge View Dr | Asheville | NC | 28803 | Pending | NC CSP-Cogeneration and Small Power Producer-Sell All | PEC Carolinas |  | Pending | Photovoltaic |  | 3.3 | Western | Single | 2013-11-08 |  | 2013-11-08 | Open
DC | Orange | Hilmi Gervalla |  | Distribution |  | 9.66 | Solar | Residential | 8604 BUTTERNUT BLVD | Orlando | FL | 32817 | Approved | NM-FL Net Metering | FL | 2011-12-06 | Connected | Photovoltaic |  | 8.211 | North Central |  | 2014-09-10 |  |  | Executed
DC | Orange | Iredell Station Farm, LLC |  | Distribution | Canadian Solar CS6X | 4950 | Solar | Non-Residential | 4449 Hickory Hwy | Statesville | NC | 28677 | Cancelled | PP-N NC - Non-Hydroelectric Qualifying Facilities | Carolinas |  | Cancelled | Photovoltaic |  | 4500 | Northern | 3-phase | 2013-08-23 |  | 2013-08-23 | Cancelled
DC | Franklin | Hobson Fulmer | 120/240 | Distribution |  | 3.6 | Solar | Residential | 421 SMITH RD | Apalachiocola | FL | 32320 |  | NM-FL Net Metering | FL | 2009-07-10 | Connected | Photovoltaic |  | 3.06 | North Coastal | Single | 2014-10-29 |  | 2014-10-29 | Executed
DC | Stokes | Molly S. Payne | 120/240 | Distribution |  | 4.32 | Solar | Non-Residential | 1954 Bowen RD | Pinnacle | NC | 27043 | Approved | PP-N NC - Non-Hydroelectric Qualifying Facilities | Carolinas | 2011-02-10 | Connected | Photovoltaic | Payne PV Installation | 4 | Northern | Single | 2011-04-07 |  | 2011-01-21 | Executed
DC | Robeson | Iron Farm, LLC |  |  | 70,000 First Solar Series 3 Black Plus | 7000 | Solar | Non-Residential | 4116 State Road | Lumberton | NC | 28358 | On Hold |  | PEC Carolinas |  | Pending | Photovoltaic |  | 5390 | Northern |  | 2015-02-20 |  | 2015-02-20 | Open
DC | Rockingham | Iron Works Farm, LLC |  | Distribution | Qty 21660 (300 Watt) Canadian Solar CS6X-300P 300wp | 6498 | Solar | Non-Residential | 1658 Iron Works Rd | Reidsville | NC | 27320 | Cancelled | PP-N NC - Non-Hydroelectric Qualifying Facilities | Carolinas |  | Cancelled | Photovoltaic |  | 4950 | Northern | 3-phase | 2012-11-20 |  | 2012-11-20 | Cancelled
DC | Chatham | Holcomb Orchard & Farm, Inc. |  | Distribution |  | 5.13 | Solar | Non-Residential | 689 Edwards Hill Church Rd | Siler City | NC | 27344 | Approved | NC CSP-Cogeneration and Small Power Producer-Sell All | PEC Carolinas | 2012-12-07 | Connected | Photovoltaic |  | 4.1 | Northern |  | 2012-12-27 |  |  | Executed
DC | Pinellas | Holly Bird |  | Distribution |  | 2.48 | Solar | Residential | 544 11TH ST | PALM HARBOR | FL | 34683 | Approved | NM-FL Net Metering | FL | 2009-04-20 | Connected | Photovoltaic |  | 2.108 | South Coastal |  | 2014-09-10 |  |  | Executed
DC | Durham | Mohamed A. F. Noor | 120/240 | Distribution |  | 3.22 | Solar | Residential | 4609 Moores Creek Rd | Durham | NC | 27705 | Approved | SCG-NC Small Customer Generator Rider | Carolinas | 2010-03-31 | Connected | Photovoltaic |  | 3 | Northern | Single | 2011-04-07 |  | 2010-03-04 | Executed
DC | Davie | Mocksville Farm, LLC | 23,900Y/13,800 | Distribution | 7,980 (235 WP), 7,980 (240 WP), 10,640 (245 WP) Astronergy Solar Panels | 6397.3 | Solar | Non-Residential | 462 Eaton RD | Mocksville | NC | 28090 | Approved | PP-N NC - Non-Hydroelectric Qualifying Facilities | Carolinas | 2012-11-15 | Connected | Photovoltaic | Mocksville Farm PV Installation | 5000 | Northern | 3-phase | 2012-01-24 | 2012-11-16 | 2012-01-24 | Executed
DC | Greenville | Mo Howard | 120/240 | Distribution | 4 Sunmodule SW 260 mono | 1.04 | Solar | Residential | 520 Reedy Fork Rd | Piedmont | SC | 29673 | Approved | NM-SC Net Metering | Carolinas | 2013-05-13 | Connected | Photovoltaic |  | 1.04 | Southern | Single | 2013-05-02 | 2013-05-08 | 2013-05-02 | Executed
DC | Stanly | Misenheimer Farm, LLC | 12,470Y/7,200 | Distribution | Qty 21660 Canadian Solar CS6X 300P | 6498 | Solar | Non-Residential | 24437 N Carolina 49 | Richfield | NC | 28137 | Approved | PP-N NC - Non-Hydroelectric Qualifying Facilities | Carolinas |  | Under Construction | Photovoltaic |  | 4998 | Central | 3-phase | 2013-09-27 |  | 2013-09-27 | Open
DC | Pinellas | Homeless Emergency Proj Inc |  | Distribution |  | 31.32 | Solar | Non-Residential | 1120 N BETTY LN, *OFC, SERVICE FACILITY | Clearwater | FL | 33755 | Approved | NM-FL Net Metering | FL | 2010-03-08 | Connected | Photovoltaic |  | 26.622 | South Coastal |  | 2014-09-10 |  |  | Executed
DC | Spartanburg | Miriam Shelden | 120/240 | Distribution |  | 4.14 | Solar | Residential | 132 Cypress Dr. | Inman | SC | 29349 | Approved | NM-SC Net Metering | Carolinas | 2013-02-26 | Connected | Photovoltaic |  | 3.78 | Southern | Single | 2013-02-04 | 2013-02-26 | 2013-02-04 | Executed
DC | Tippecanoe | Ivy Tech Community College | 480Y/277 |  | Thirty-six NusSun Solar 280-W solar panels | 10.08 | Solar | Non-Residential | 3282 Ross Rd | Lafayette | IN | 47903 | Approved | Net Metering - Standard Contract Rider No. 57 | IN | 2013-07-23 | Connected | Photovoltaic |  | 10.08 | Northern |  | 2013-05-31 |  | 2013-05-31 | Executed
DC | Vance | Izia Solar LLC |  | Distribution | Qty 22,344 JA Solar JAP6 72-310/3BB | 6926.64 | Solar | Non-Residential | 6300 NC 39 | Henderson | NC | 27536 | On Hold |  | PEC Carolinas |  | Pending | Photovoltaic |  | 4500 | Unknown | 3-phase | 2015-01-05 |  | 2015-01-05 | Open
DC | HAMILTON | IZORA HOOD | single |  | sixteen 175-W Suntech Black Label STP175S-24/Ab-1 solar panels | 2.8 | Solar | Residential | 5576 LEAFWOOD DR | CINCINNATI | OH | 45224 | Approved | Rider NM - Net Metering Rider - OH | OH/KY | 2010-01-08 | Connected | Photovoltaic |  | 2.8 | Central | 120/240 |  |  |  | Executed
DC | Durham | Miriam Robinson | 120/240 | Distribution | QTY 7 Sunpower X-Series 335W Modules | 2.35 | Solar | Residential | 826 Glendale Ave | Durham | NC | 27701 | Approved | NM-NC Net Metering | Carolinas | 2013-10-31 | Connected | Photovoltaic |  | 2.345 | Northern | Single | 2013-09-27 | 2013-10-30 | 2013-09-27 | Executed
DC | Seminole | Horace Mcmorrow |  | Distribution |  | 8.5 | Solar | Residential | 109 ROANN DR | OVIEDO | FL | 32765 | Approved | NM-FL Net Metering | FL | 2009-08-28 | Connected | Photovoltaic |  | 7.225 | North Central |  | 2014-09-10 |  |  | Executed
DC | Lincoln | J Chester Grey | 120/240 | Distribution |  | 10 | Solar | Residential | 8629 Reeps Grove Church Rd | Vale | NC | 28168 | Approved | PP-N NC - Non-Hydroelectric Qualifying Facilities | Carolinas | 2012-07-12 | Cancelled | Photovoltaic | Grey PV Installation | 10 | Southern | Single | 2012-06-25 |  | 2012-06-25 | Cancelled
DC | Seminole | J Douglas Lanier | 120/240 | Distribution | Qty 24 (210 Watt) Schuco Solar Panels | 5.04 | Solar | Residential | 907 Arabian Ave | Winter Springs | FL | 32708 | Approved | NM-FL Net Metering | FL | 2010-07-22 | Superseded | Photovoltaic |  | 4.284 | North Central | Single | 2014-09-10 |  |  | Superceded
DC | Wake | Howard Chip Mims | 120/240 | Distribution |  | 6.13 | Solar | Residential | 1405 Ravenhurst Drive | Raleigh | NC | 27615 | Approved | NC NM-Net Metering for Renewable Energy Facilities | PEC Carolinas | 2012-06-26 | Connected | Photovoltaic |  | 4.9 | Northern | Single | 2012-10-18 |  |  | Executed
DC | Alamance | Minnie Solar, LLC | 12,470Y/7,200 | Distribution | 26040 Jinko JKM 235P PV modules |  | Solar | Non-Residential | 5287 Lindley Mill Rd | Graham | NC | 27253 | Approved | PP-N NC - Non-Hydroelectric Qualifying Facilities | Carolinas |  | Under Construction | Photovoltaic |  | 3000 | Northern | 3-phase | 2012-07-23 |  | 2012-07-23 | Open
DC | Mecklenburg | Minal and Ajay Jajoo | 120/240 | Distribution | Qty 8 Solarworld 270W soalr Panels | 2.16 | Solar | Residential | 11652 James Richard Dr | Charlotte | NC | 28277 | Approved | NM-NC Net Metering | Carolinas | 2014-11-19 | Connected | Photovoltaic |  | 2 | Central | Single | 2014-10-21 | 2014-11-14 | 2014-10-21 | Executed
DC | Alamance | Milo Solar, LLC | 12,470Y/7,200 | Distribution | 13068 Trina TSM-285 PA14 PV Solar Modules | 3724.38 | Solar | Non-Residential | 2153 McCray Rd | Burlington | NC | 27217 | Approved | PP-N NC - Non-Hydroelectric Qualifying Facilities | Carolinas |  | Under Construction | Photovoltaic |  | 3000 | Northern | 3-phase | 2012-07-23 |  | 2012-07-23 | Open
DC |  | Hubert Company | 480Y/277 | Distribution | Three Thousand Eight hundred and Forty 255 Watt Canadian Solar Panels | 979.2 | Solar | Non-Residential | 9555 Dry Fork Road | Harrison | OH | 45030 | Approved | Rider NM - Net Metering Rider - OH | OH/KY | 2011-12-09 | Connected | Photovoltaic |  | 900 | South | 3-phase | 2011-10-24 |  | 2011-10-24 | Executed
DC |  | Hugh Thompson | 120/240 | Distribution | 12 (235 Watt) Sharp NU-U235F4 Solar Panels | 2.82 | Solar | Residential | 5777 Windermere Lane | Fairfield | OH | 45014 | Approved | Rider NM - Net Metering Rider - OH | OH/KY | 2012-06-28 | Connected | Photovoltaic |  | 2.58 | South | Single | 2012-06-05 |  | 2012-06-05 | Executed
DC | CHATHAM | J Michael Davis | 120/240 |  |  | 2.3 | Solar | Residential | 67 Bingham Ridge Dr | Pittsboro | NC | 27312 | Approved | NC CSP-Cogeneration and Small Power Producer-Sell All | PEC Carolinas | 2007-10-31 | Cancelled | Photovoltaic |  | 1.84 | Northern | Single | 2012-10-18 |  |  | Cancelled
DC | Pinellas | Hung Ho | 120/240 | Distribution | Qty 18 Solar World 280W Solar Panels | 5.04 | Solar | Non-Residential | 3763 16th Ave N | St Petersburg | FL | 33713 | Approved | NM-FL Net Metering | FL | 2015-06-09 | Connected | Photovoltaic |  | 4.284 | South Coastal | Single | 2015-06-04 |  | 2015-06-04 | Executed
DC | ORANGE | Hunters Creek Comm Assoc Inc |  | Distribution |  | 3 | Solar | Non-Residential | 5100 TOWN CENTER BLVD, COMMUNITY CTR | ORLANDO | FL | 32837 | Approved | NM-FL Net Metering | FL | 2014-07-29 | Connected | Photovoltaic |  | 2.55 | South Central |  | 2014-09-10 |  |  | Executed
DC | Pinellas | Huong Nguyen | 120/240 | Distribution | Qty 4 Q-Pro 250W Solar Panels | 1 | Solar | Residential | 6093 49th Ave N | St Petersburg | FL | 33709 | Approved | NM-FL Net Metering | FL | 2015-06-01 | Connected | Photovoltaic |  | 0.85 | South Coastal | Single | 2015-05-22 |  | 2015-05-22 | Executed
DC | Randolph | Millikan Farm, LLC | 12,470Y/7,200 | Distribution | Qty 21660 Canadian Solar CS6X 300P | 6498 | Solar | Non-Residential | 2014 Naomi Rd | Randleman | NC | 27317 | Pending | PP-N NC - Non-Hydroelectric Qualifying Facilities | Carolinas |  | Under Construction | Photovoltaic |  | 4998 | Northern | 3-phase | 2013-10-01 |  | 2013-10-01 | Open
DC | Iredell | Mill Solar I, LLC |  | Distribution | (5,698) Trina TSM--280 W Panels | 1595.44 | Solar | Non-Residential | 500 South Main Street | Mooresville | NC | 28115 | Approved | PP-N NC - Non-Hydroelectric Qualifying Facilities | Carolinas |  | Under Construction | Photovoltaic |  | 1500 | Central | 3-phase | 2012-10-29 |  | 2012-10-29 | Open
DC | HAMILTON | J. THOMAS COLINA | single |  | one 230-W solar panel | 0.23 | Solar | Residential | 5477 HAFT RD | CINCINNATI | OH | 45247 | Approved | Rider NM - Net Metering Rider - OH | OH/KY | 2010-07-21 | Connected | Photovoltaic |  | 0.19 | Central | 120/240 |  |  |  | Executed
DC | Granville | Ideal Fastener Corp. |  | Distribution |  | 216 | Solar | Non-Residential | Unknown | Oxford | NC | 27565 | Approved | NC NM-Net Metering for Renewable Energy Facilities | PEC Carolinas | 2013-02-12 | Connected | Photovoltaic |  | 200 | Unknown |  | 2014-10-21 |  | 2012-11-02 | Executed
DC | Union | J Thomas Mumpower | 120/240 | Distribution | Qty 12 Suniva 260W Modules | 3.12 | Solar | Residential | 1119 Cooper Ln Lot #1909 | Indian Trail | NC | 28079 | Cancelled | NM-NC Net Metering | Carolinas |  | Cancelled | Photovoltaic |  | 2.58 | Central | Single | 2014-04-30 |  | 2014-04-30 | Cancelled
DC | Granville | Ideal Fastener Corporation |  | Distribution |  |  | Solar | Non-Residential | 603 W Industry Drive | Oxford | NC | 27565 | Approved | Negotiated (NC) | PEC Carolinas | 2011-12-21 | Connected | Photovoltaic |  | 158 | Unknown |  | 2014-10-21 |  | 2011-08-26 | Executed
DC | CITRUS | Ignacio Ospino |  | Distribution |  | 10 | Solar | Residential | 1738 W OLYMPIA STREET | HERNANDO | FL | 34442 | Approved | NM-FL Net Metering | FL | 2013-10-02 | Connected | Photovoltaic |  | 8.5 | North Coastal |  | 2014-09-10 |  |  | Executed
DC | Union | Jaars Farm, LLC | 12,470Y/7,200 | Distribution | QTY: 21,660 CS 300P | 6498 | Solar | Non-Residential | 6621 State Road 1113 | Waxhaw | NC | 28173 | Cancelled | PP-N NC - Non-Hydroelectric Qualifying Facilities | Carolinas |  | Cancelled | Photovoltaic |  | 4998 | Central | 3-phase | 2013-11-15 |  | 2013-11-15 | Cancelled
DC | Franklin | Mike A Colagerakis | 120/240 | Distribution | qty 6 LG270W solar panels | 1.62 | Solar | Residential | 381 Edgewood Ave | Franklin | NC | 28734 | Approved | NM-NC Net Metering | Carolinas | 2015-04-09 | Connected | Photovoltaic |  | 1.44 | Southern | Single | 2015-03-16 | 2015-04-06 | 2015-03-16 | Executed
DC | PERSON | Jack Bennett Jr. | 120/240 |  |  | 2.31 | Solar | Residential | 13966 Hurdle Mills Rd. | Roxboro | NC | 27541 | Approved | NC CSP-Cogeneration and Small Power Producer-Sell All | PEC Carolinas | 2008-11-04 | Connected | Photovoltaic |  | 1.85 | Northern | Single | 2012-10-18 |  |  | Executed
DC |  | IKEA US East LLC #175 | 480Y/277 | Distribution | four thousand one hundred eighty-six 245-W solar panels | 1025.57 | Solar | Non-Residential | 9500 IKEA Way Misc: A | West Chester | OH | 45069 | Approved | Rider NM - Net Metering Rider - OH | OH/KY | 2012-05-18 | Connected | Photovoltaic |  | 833 | East | 3-phase | 2012-05-14 |  | 2012-05-14 | Executed
DC | Orange | Imelda Harris |  | Distribution |  | 25.27 | Solar | Non-Residential | 5900 TURKEY LAKE RD *STE A | Orlando | FL | 32819 | Approved | NM-FL Net Metering | FL | 2009-08-10 | Connected | Photovoltaic |  | 21.48 | South Central |  | 2014-09-10 |  |  | Executed
DC |  | Jack Solar |  | Distribution | 17424 Trina TSM-285PA14 panels with | 4966 | Solar | Non-Residential | 2887 Keisler Dairy Road | Conover | NC | 28613 | Cancelled | PP-N NC - Non-Hydroelectric Qualifying Facilities | Carolinas |  | Cancelled | Photovoltaic |  | 4000 | Central |  | 2013-05-20 |  | 2013-05-20 | Cancelled
DC | Howard | Indiana Health Centers INC. | 120/240 | Distribution | thirty-six 136-W Uni-Solar PVL-136 solar laminates | 4.9 | Solar | Non-Residential | 3118 Lafountain St S | Kokmo | IN | 46902 | Approved | Net Metering - Standard Contract Rider No. 57 | IN | 2011-08-17 | Connected | Photovoltaic |  | 4.896 | Northern | Single | 2011-07-16 |  | 2011-07-16 | Executed
DC |  | Indiana University | 120/240 | Distribution | Sixteen 250 Watt Soltech Solar Panels | 4 | Solar | Non-Residential | BL042D Sustainability E-House 704 10th St E | Bloomington | IN | 47408 | Approved | Net Metering - Standard Contract Rider No. 57 | IN | 2011-12-21 | Connected | Photovoltaic |  | 3.44 | Southern | Single | 2011-11-08 |  | 2011-11-08 | Executed
DC | Durham | Mignon Turrentine | 120/240 | Distribution | 15 REC 240W Modules | 3.6 | Solar | Residential | 4415 Myers Park Drive | Durham | NC | 27705 | Approved | NM-NC Net Metering | Carolinas | 2012-07-31 | Connected | Photovoltaic |  | 3.23 | Northern | Single | 2012-06-06 | 2012-07-30 | 2012-06-06 | Executed
DC | Rowan | Michelle Westerman | 120/240 | Distribution | Qty 8 Mono-X LG260 Solar Panels | 2.08 | Solar | Residential | 191 Westerman Loop | Salisbury | NC | 28146 | Approved | NM-NC Net Metering | Carolinas | 2015-06-03 | Connected | Photovoltaic |  | 4.3 | Central | Single | 2015-05-08 | 2015-05-15 | 2015-05-08 | Executed
DC | Chatham | Jacklin Adams | 120/240 | Distribution | Qty22 230W Trina Solar Solar Panels | 5.06 | Solar | Residential | 1298 Plainfield Ch Rd | Siler City | NC | 27312 | Approved | NC NM-Net Metering for Renewable Energy Facilities | PEC Carolinas |  | Pending | Photovoltaic |  | 4.8 | Northern | Single | 2014-09-19 |  | 2014-09-19 | Open
DC | Rowan | Michelle Westerman | 120/240 | Distribution | Qty 12 Mono-X LG260 Solar Panels | 3.12 | Solar | Residential | 191 Westerman Loop | Salisbury | NC | 28146 | Approved | NM-NC Net Metering | Carolinas | 2014-07-22 | Connected | Photovoltaic |  | 2.58 | Central | Single | 2014-06-12 | 2014-06-26 | 2014-06-12 | Executed
DC | Union | Jackson Solar Farm, LLC | 12,470Y/7,200 | Distribution | Qty 21660 Canadian Solar CS6X 300P | 6498 | Solar | Non-Residential | 6203 Brady Rd | Waxhaw | NC | 27517 | Pending | PP-N NC - Non-Hydroelectric Qualifying Facilities | Carolinas |  | Pending | Photovoltaic |  | 4998 | Southern | 3-phase | 2013-09-27 |  | 2013-09-27 | Open
DC | Rutherford | Jaclyn Solar |  | Distribution | 21780 Trina TSM-285 PA 14 panels | 6207 | Solar | Non-Residential | 455 Shiloh Road | Forest City | NC | 28043 | Cancelled | PP-N NC - Non-Hydroelectric Qualifying Facilities | Carolinas |  | Cancelled | Photovoltaic |  | 5000 | Southern |  | 2013-05-20 |  | 2013-05-20 | Cancelled
DC | Rutherford | Michelle and Michael Yelton | 120/240 | Distribution | QTY 14 LG 265 W | 3.7 | Solar | Residential | 193 Sunset Lane | Lake Lure | NC | 28746 | Approved | NM-NC Net Metering | Carolinas | 2014-05-22 | Connected | Photovoltaic |  | 3 | Southern | Single | 2014-05-15 | 2014-05-19 | 2014-05-15 | Executed
DC |  | Jacob Price Homes |  | Distribution | fifty-five 260-W Suniva Optimus solar panels | 14.3 | Solar | Non-Residential | 1028 Greenup Street | Covington | KY | 41017 | Pending | Rider NM - Net Metering Rider - KY | OH/KY |  | Pending | Photovoltaic |  | 14 | South |  | 2013-06-21 |  | 2013-06-21 | Open
DC | Davidson | Michele W. Bryan | 120/240 | Distribution |  | 4.32 | Solar | Residential | 770 Bethesda Rd | Lexington | NC | 27295 | Approved | SCG-NC Small Customer Generator Rider | Carolinas | 2009-12-28 | Connected | Photovoltaic |  | 4.32 | Northern | Single | 2011-04-07 |  | 2009-10-29 | Executed
DC | Durham | Michele H Hughes | 120/240 | Distribution | (20) REC250PE BLK 250 W Panels | 5 | Solar | Residential | 2027 Hillock Pl | Durham | NC | 27712 | Approved | NM-NC Net Metering | Carolinas | 2014-08-19 | Connected | Photovoltaic |  | 5 | Northern | Single | 2014-06-18 | 2014-07-30 | 2014-06-18 | Executed
DC | Lake | Ira Goldberg |  | Distribution |  | 6.16 | Solar | Residential | 101 CUPANIA CT, SOLAR PWR | GROVELAND | FL | 34736 | Approved | NM-FL Net Metering | FL | 2013-01-04 | Connected | Photovoltaic |  | 5.236 | South Central |  | 2014-09-10 |  |  | Executed
DC | Pinellas | Irene N Nasworthy | 120/240 | Distribution | Q-Cell | 2 | Solar | Residential | 7909 9TH AVE S | St. Petersburg | FL | 33707 | Approved | NM-FL Net Metering | FL | 2015-01-14 | Connected | Photovoltaic |  | 1.7 | South Coastal | Single | 2015-01-11 |  | 2015-01-11 | Executed
DC | MARION | Iris Hoffert |  | Distribution |  | 12.25 | Solar | Residential | 8961 SW 86TH LOOP | OCALA | FL | 34481 | Approved | NM-FL Net Metering | FL | 2014-01-20 | Connected | Photovoltaic |  | 10.413 | North Coastal |  | 2014-09-10 |  |  | Executed
DC | Oconee | Jacqueline Renzie | 120/240 |  | 20 CS6-260 260W Solar Panels |  | Solar | Residential | 202 Sunset Ridge Drive | Seneca | SC | 29672 | Pending | NM-SC Net Metering | Carolinas |  | Pending | Photovoltaic |  |  | Southern |  | 2015-06-15 |  | 2015-06-15 | Open
DC | PASCO | Jacqueline Clark |  | Distribution |  | 8.48 | Solar | Residential | 16307 IVY LAKE DR | ODESSA | FL | 33556 | Approved | NM-FL Net Metering | FL | 2013-11-06 | Cancelled | Photovoltaic |  | 7.208 | South Coastal |  | 2014-09-10 |  |  | Cancelled
DC | Mecklenburg | Jacqueline Watts | 120/240 | Distribution | Qty 19 Rec Peak 260W Solar Panels | 4.94 | Solar | Residential | 10807 Maryanna Ct. | Charlotte | NC | 28213 | Pending | NM-NC Net Metering | Carolinas |  | Pending | Photovoltaic |  | 4.56 | Central | Single | 2015-05-26 |  | 2015-05-26 | Open
DC | Highlands | Isabel Solis |  | Distribution |  | 3.36 | Solar | Residential | 4510 PEBBLE BEACH DR | Sebring | FL | 33872 | Approved | NM-FL Net Metering | FL | 2012-06-11 | Connected | Photovoltaic |  | 2.856 | South Central |  | 2014-09-10 |  |  | Executed
DC |  | Isabel Vernaza | 120/240 | Distribution | Ten 235 Watt Schott Solar Panels | 2.35 | Solar | Residential | 420 N Oak Street | Bloomington | IN | 47404 | Approved | Net Metering - Standard Contract Rider No. 57 | IN | 2011-12-21 | Connected | Photovoltaic |  | 2.15 | Southern | Single | 2011-11-14 |  | 2011-11-14 | Executed
DC | New Hanover | Isabell Foushee | 120/240 | Distribution |  | 1.25 | Solar | Residential | 515 Cape Fear Blvd. | Carolina Beach | NC | 28428 | Approved | NC NM-Net Metering for Renewable Energy Facilities | PEC Carolinas | 2011-10-21 | Connected | Photovoltaic |  | 1 | Eastern | Single | 2012-10-18 |  |  | Executed
DC | Orange | Isaiah Oladeji |  | Distribution |  | 5.06 | Solar | Residential | 1608 CERULEAN WAY | Gotha | FL | 34734 | Approved | NM-FL Net Metering | FL | 2011-01-12 | Connected | Photovoltaic |  | 4.301 | South Central |  | 2014-09-10 |  |  | Executed
DC | Mecklenburg | Michele A. & Matthew Lemere | 120/240 | Distribution | Qty 12 (250 Watt) SolarWorld 250W | 3 | Solar | Residential | 811 E 36th St | Charlotte | NC | 28205 | Approved | NM-NC Net Metering | Carolinas | 2014-09-19 | Connected | Photovoltaic |  | 3 | Central | Single | 2014-08-18 | 2014-09-12 | 2014-08-18 | Executed
DC | Seminole | Ivy Gilbert |  | Distribution |  | 2.5 | Solar | Residential | 185 RANDON TER | LAKE MARY | FL | 32746 | Approved | NM-FL Net Metering | FL | 2011-05-20 | Connected | Photovoltaic |  | 2.125 | North Central |  | 2014-09-10 |  |  | Executed
DC | HARNETT | James & Susan K. Jones | 120/240 |  |  | 10.63 | Solar | Non-Residential | 12604 NC 27W | Broadway | NC | 27505 | Approved | NC CSP-Cogeneration and Small Power Producer-Sell All | PEC Carolinas | 2010-01-07 | Connected | Photovoltaic |  | 8.5 | Southern | Single | 2012-10-18 |  |  | Executed
DC | Wake | J & L Industries of NC, LLC |  | Distribution |  | 4.25 | Solar | Non-Residential | 100 Crescent Commons Dr | Cary | NC | 27518 | Approved | NC NM-Net Metering for Renewable Energy Facilities | PEC Carolinas | 2012-05-02 | Connected | Photovoltaic |  | 3.4 | Northern | 3-phase | 2012-10-18 |  |  | Executed
DC | Guilford | Michele A Schulz | 120/240 | Distribution | 463 12.5W Dow Powerhouse Solar Shingles | 5.79 | Solar | Residential | 32 Cape May Pt | Greensboro | NC | 27455 | Approved | NM-NC Net Metering | Carolinas | 2014-12-15 | Connected | Photovoltaic |  | 5.787 | Northern | Single | 2014-11-07 | 2014-11-25 | 2014-11-07 | Executed
DC | Franklin | James Durham | 120/240 | Distribution |  | 3.6 | Solar | Residential | 421 SMITH RD | Apalachicola | FL | 32320 | Approved | NM-FL Net Metering | FL | 2009-07-10 | Cancelled | Photovoltaic |  | 3.06 | North Coastal | Single | 2014-09-10 |  |  | Cancelled
DC | Seminole | J Douglas Lanier | 120/240 | Distribution | Qty 39 (260 Watt) Q Cell 260W Solar Panels | 10.14 | Solar | Residential | 907 Arabian Ave | Winter Springs | FL | 32708 | Approved | NM-FL Net Metering | FL | 2015-05-19 | Connected | Photovoltaic |  | 12.903 | North Central | Single | 2015-04-10 |  | 2015-04-10 | Executed
DC | Highlands | J Barnhart |  | Distribution |  | 2.4 | Solar | Residential | 319 MINI RANCH RD | Sebring | FL | 33870 | Approved | NM-FL Net Metering | FL | 2012-04-23 | Connected | Photovoltaic |  | 2.04 | South Central |  | 2014-09-10 |  |  | Executed
DC | Rowan | James A Mallinson Jr | 120/240 | Distribution | Qty 16 Sunpower 320W Solar Panels | 5.12 | Solar | Residential | 120 Sells Rd | Salisbury | NC | 28144 | Pending | NM-NC Net Metering | Carolinas |  | Pending | Photovoltaic |  | 5 | Central | Single | 2015-06-12 |  | 2015-06-12 | Open
DC | Seminole | J Reinhard |  | Distribution |  | 3.24 | Solar | Residential | 2210 Stone St. | Oviedo | FL | 32765 | Approved | NM-FL Net Metering | FL | 2008-04-10 | Connected | Photovoltaic |  | 2.754 | North Central |  | 2014-09-10 |  |  | Executed
DC | Yadkin | Michael Lebo | 120/240 | Distribution | Twenty-Eight 240 Watt Panasonic HIT Panels | 6.72 | Solar | Residential | 5612 Cornwallis Dr. | Yadkinville | NC | 27055 | Approved | NM-NC Net Metering | Carolinas | 2012-12-20 | Connected | Photovoltaic |  | 6 | Northern | Single | 2012-11-01 | 2012-12-18 | 2012-11-01 | Executed
DC | Greene | James A Tanford | 120/240 | Distribution | thirty-two 305-W LG MonoX LG305N1C-B3 solar panels | 9.46 | Solar | Residential | 2303 Woodstock PL E | Bloomington | IN | 47401 | Approved | Net Metering - Standard Contract Rider No. 57 | IN |  | Pending Meter Set | Photovoltaic |  | 8 | Southern | Single | 2015-05-26 |  | 2015-05-26 | Open
DC | Cabarrus | Michael W Messick | 120/240 | Distribution | Qty 16 Mitsubishi MLE 265W Solar Panels | 4.24 | Solar | Residential | 9528 Guildbrook Dr | Davidson | NC | 28036 | Approved | NM-NC Net Metering | Carolinas | 2015-04-13 | Connected | Photovoltaic |  | 4 | Central | Single | 2015-03-12 | 2015-04-13 | 2015-03-12 | Executed
DC | Chatham | J Michael Davis | 120/240 | Distribution | Qty 12 (170 Watt) Kyocera KC170GT | 2.04 | Solar | Residential | 67 Bingham Ridge Dr | Pittsboro | NC | 27312 | Approved | NC NM-Net Metering for Renewable Energy Facilities | PEC Carolinas | 2014-01-09 | Connected | Photovoltaic |  | 1.632 | Northern | Single | 2013-09-16 |  | 2013-09-16 | Executed
DC | Citrus | J P Rich | 120/240 | Distribution | Qty 14 Sunpower X21-345watts, Solar Panels | 4.83 | Solar | Residential | 5266 S Riverview Cir | Homosassa | FL | 34448 | Approved | NM-FL Net Metering | FL | 2015-05-04 | Connected | Photovoltaic |  | 4.105 | North Coastal | Single | 2015-04-13 |  | 2015-04-13 | Executed
DC | Lake | J Bene |  | Distribution |  | 6.16 | Solar | Residential | 113 CUPANIA CT, SOLAR PWR | Groveland | FL | 34736 | Approved | NM-FL Net Metering | FL | 2012-11-07 | Connected | Photovoltaic |  | 5.236 | South Central |  | 2014-09-10 |  |  | Executed
DC | Pinellas | J Day |  | Distribution |  | 6.12 | Solar | Residential | 1365 WEXFORD DR N | PALM HARBOR | FL | 34683 | Approved | NM-FL Net Metering | FL | 2014-02-13 | Connected | Photovoltaic |  | 5.202 | South Coastal |  | 2014-09-10 |  |  | Executed
DC | Orange | J Mcguinn |  | Distribution |  | 5.7 | Solar | Residential | 8738 Lost Cove Dr | Windermere | FL | 34786 | Approved | NM-FL Net Metering | FL | 2008-12-23 | Connected | Photovoltaic |  | 4.845 | South Central |  | 2014-09-10 |  |  | Executed
DC | Hillsborough | JSA HlthCare Corp JSA Medical Group |  | Distribution |  | 9.84 | Solar | Residential | 23532 STATE ROAD 54 | Lutz | FL | 33549 | Approved | NM-FL Net Metering | FL | 2011-08-05 | Connected | Photovoltaic |  | 8.364 | South Coastal |  | 2014-09-10 |  |  | Executed
DC |  | James Anderson |  |  |  | 6.13 | Solar | Residential | 6731 Church Loop Road | Nichols | SC | 29581 | Approved | SC CSP-Cogeneration and Small Power Producer-Sell All | PEC Carolinas | 2010-01-05 | Connected | Photovoltaic |  | 4.9 | Northern |  | 2012-10-18 |  |  | Executed
DC |  | James Anderson |  |  |  | 7.62 | Solar | Residential | 6731 Church Loop Road | Nichols | SC | 29581 | Approved | SC CSP-Cogeneration and Small Power Producer-Sell All | PEC Carolinas | 2010-01-05 | Connected | Photovoltaic |  | 6.1 | Northern |  | 2012-10-18 |  |  | Executed
DC | Pinellas | James Andrews |  | Distribution |  | 2.04 | Solar | Residential | 7102 121ST TER | LARGO | FL | 33773 | Approved | NM-FL Net Metering | FL | 2014-08-04 | Cancelled | Photovoltaic |  | 1.734 | South Coastal |  | 2014-09-10 |  |  | Cancelled
DC | Pinellas | James B. Gill | 120/240 | Distribution | Qty 24 Suniva OPT 270watts, solar panels | 6.48 | Solar | Residential | 10632 Harborside Dr | Largo | FL | 33773 | Approved | NM-FL Net Metering | FL |  | Pending Meter Set | Photovoltaic |  | 5.508 | South Coastal | Single | 2015-06-15 |  | 2015-06-15 | Open
DC | Pinellas | J Limroth |  | Distribution |  | 5.24 | Solar | Residential | 8087 140TH ST | LARGO | FL | 33776 | Approved | NM-FL Net Metering | FL | 2012-02-06 | Connected | Photovoltaic |  | 4.454 | South Coastal |  | 2014-09-10 |  |  | Executed
DC | Orange | James B. Sherman | 120/240 | Distribution |  | 5 | Solar | Residential | 100 Wisteria Dr | Chapel Hill | NC | 27514 | Cancelled | PP-N NC - Non-Hydroelectric Qualifying Facilities | Carolinas | 2007-12-28 | Cancelled | Photovoltaic | Sherman Photovoltaic Installation | 5 | Northern | Single | 2011-04-07 |  | 2006-11-20 | Cancelled
DC | Citrus | J Wilson |  | Distribution |  | 5.28 | Solar | Residential | 4329 W Pine Ridge Blvd | Beverly Hills | FL | 34465 | Approved | NM-FL Net Metering | FL | 2009-12-10 | Connected | Photovoltaic |  | 4.488 | North Coastal |  | 2014-09-10 |  |  | Executed
DC | Rowan | Michael W Bebber | 120/240 | Distribution | Qty 22 Suniva OPT 270W-60-1B0 | 5.94 | Solar | Residential | 1455 Bradshaw Rd. | Mount Ulla | NC | 28125 | Approved | NM-NC Net Metering | Carolinas | 2014-08-12 | Connected | Photovoltaic |  | 7.714 | Central | Single | 2014-07-17 | 2014-07-18 | 2014-07-17 | Executed
DC | Iredell | Michael Trowbridge | 120/240 | Distribution | 13 (250 Watt) Mage Powertech Plus Solar Panels | 3.25 | Solar | Residential | 228 Brumley RD | Mooresville | NC | 28115 | Approved | NM-NC Net Metering | Carolinas | 2012-07-12 | Connected | Photovoltaic |  | 2.795 | Central | Single | 2012-04-20 |  | 2012-04-20 | Executed
DC | Catawba | Michael Talbert | 120/240 | Distribution | Qty 20 Suniva OPT 270 w PV Modules | 5.4 | Solar | Residential | 118 Third Avenue NE | Hickory | NC | 28601 | Approved | NM-NC Net Metering | Carolinas | 2015-05-26 | Connected | Photovoltaic |  | 4.8 | Central | Single | 2015-04-16 | 2015-05-22 | 2015-04-16 | Executed
DC | Anderson | Michael York | 120/240 | Distribution | QTY 4 Mono X 300 Watt Panels | 1.2 | Solar | Residential | 302 Pine Bark Rd | Anderson | SC | 29625 | Approved | NM-SC Net Metering | Carolinas | 2015-04-20 | Connected | Photovoltaic |  | 0.96 | Southern | Single | 2015-04-10 | 2015-04-16 | 2015-04-10 | Executed
DC | Clermont | Jack Varney | 120/240 | Distribution | thirty-two 270-W Suniva Optimus OPT-270-60-4-1B0 solar panels | 8.64 | Solar | Residential | 3851 Greenbriar Rd | Batavia | OH | 45703 | Approved | Rider NM - Net Metering Rider - OH | OH/KY | 2015-02-25 | Connected | Photovoltaic |  | 8 | East | Single | 2015-02-18 |  | 2015-02-18 | Executed
DC | Hamilton | Jackie Gruer | 120/240 | Distribution | twenty-nine 270-W Suniva Optimus OPT270-60-4-1B0 solar panels | 7.83 | Solar | Residential | 4738 Hassman Ct | Cincinnati | OH | 45223 | Approved | Rider NM - Net Metering Rider - OH | OH/KY | 2015-04-08 | Connected | Photovoltaic |  | 7.6 | Central | Single | 2015-04-01 |  | 2015-04-01 | Executed
DC | Orange | Jackie M. Mitchell | 120/240 | Distribution | Qty 4 Q.Pro-G3/250watts, solar panels | 1 | Solar | Residential | 6650 Whilaway Cir | Orlando | FL | 32818 | Approved | NM-FL Net Metering | FL | 2015-06-11 | Connected | Photovoltaic |  | 0.85 | South Central | Single | 2015-06-09 |  | 2015-06-09 | Executed
DC | Seminole | Jackie Hulsey |  | Distribution |  | 9.87 | Solar | Residential | 839 BENTLEY GREEN CIR | WINTER SPRINGS | FL | 32708 | Approved | NM-FL Net Metering | FL | 2012-06-28 | Connected | Photovoltaic |  | 8.39 | North Central |  | 2014-09-10 |  |  | Executed
DC | Wayne | Jackson & Sons, Inc. |  | Distribution |  | 23 | Solar | Non-Residential | 2330 Indian Springs Road | Dudley | NC | 28333 | Approved | Negotiated (NC) | PEC Carolinas | 2010-03-30 | Connected | Photovoltaic |  | 22.31 | Unknown |  | 2014-10-21 |  | 2010-01-22 | Executed
DC |  | Jacob J Kitchen | 120/240 | Distribution | six Sunmodule 255W solar modules | 1.53 | Solar | Residential | 8115 Achterman Rd | Pleasant Plain | OH | 45162 | Approved | Rider NM - Net Metering Rider - OH | OH/KY | 2012-10-24 | Connected | Photovoltaic |  | 1.29 | North | Single | 2012-08-27 |  | 2012-08-27 | Executed
DC | Pinellas | Jacqueline Foster-Matthews |  | Distribution |  | 5 | Solar | Residential | 2239 68TH AVE N | St Petersburg | FL | 33702 | Approved | NM-FL Net Metering | FL | 2010-08-25 | Connected | Photovoltaic |  | 4.25 | South Coastal |  | 2014-09-10 |  |  | Executed
DC | Mecklenburg | Michael S Bowman | 120/240 | Distribution | Qty 15 (327 Watt) SunPower | 4.91 | Solar | Residential | 3252 Beaman Ave | Charlotte | NC | 28273 | Approved | NM-NC Net Metering | Carolinas | 2013-12-09 | Connected | Photovoltaic |  | 4.905 | Central | Single | 2013-10-29 | 2013-12-02 | 2013-10-29 | Executed
DC |  | Jacqueline M Bauer | 120/240 | Distribution | Ten 220 Watt Sanyo Solar Panels | 2.2 | Solar | Residential | 816 S Park Avenue | Bloomington | IN | 47401 | Approved | Net Metering - Standard Contract Rider No. 57 | IN | 2011-12-05 | Connected | Photovoltaic |  | 2.1 | Southern | Single | 2011-11-07 |  | 2011-11-07 | Executed
DC |  | James Cruse | 120/240 | Distribution | Qty 8 Pro G3 250W Solar Panels | 2 | Solar | Residential | 240 Eldon Ln | Salisbury | NC | 28144 | Pending | NM-NC Net Metering | Carolinas |  |  | Photovoltaic |  |  | Central | Single | 2015-06-16 |  | 2015-06-16 | Open
DC | Rutherford | Michael Paul Hinkle | 120/240 | Distribution | 9 (230 Watt) Sharp Solar Modules ND-230QCJ | 2.07 | Solar | Residential | 1160 Frog Creek Road | Union Mills | NC | 28167 | Approved | NM-NC Net Metering | Carolinas | 2012-05-16 | Connected | Photovoltaic |  | 1.94 | Southern | Single | 2012-04-26 |  | 2012-04-26 | Executed
DC | Spartanburg | James D. Woodfin | 120/240 | Distribution |  | 4.7 | Solar | Residential | 145 Herrle Rd | Campobello | SC | 29322 | Cancelled | NM-SC Net Metering | Carolinas |  | Cancelled | Photovoltaic |  | 4.5 | Southern | Single | 2011-04-07 |  | 2009-09-10 | Cancelled
DC | Seminole | James Delbusso | 120/240 | Distribution | Qty 8 Q-Cell 250W Solar Panels |  | Solar | Residential | 8006 Dunstable Cir | Orlando | FL | 32817 | Pending | NM-FL Net Metering | FL |  | Pending | Photovoltaic |  | 1.7 | North Central | Single | 2015-06-17 |  | 2015-06-17 | Open
DC | Mecklenburg | Michael P Gervais | 120/240 | Distribution | Qty 14 (265 Watt) Mitsubishi MLE265Wp Solar Panels | 3.71 | Solar | Residential | 1404 Nassau Blvd | Charlotte | NC | 28205 | Approved | NM-NC Net Metering | Carolinas | 2015-03-20 | Connected | Photovoltaic |  | 8.8 | Central | Single | 2014-11-06 | 2015-03-20 | 2014-11-06 | Executed
DC | Mecklenburg | Michael P & Sabrina A Cote | 120/240 | Distribution | QTY 24 Sunpower E18-230W | 5.52 | Solar | Residential | 5611 Swanston Dr | Charlotte | NC | 28269 | Approved | NM-NC Net Metering | Carolinas | 2014-08-29 | Connected | Photovoltaic |  | 5 | Central | Single | 2014-09-04 | 2014-09-04 | 2014-09-04 | Executed
DC | Orange | Michael L Kale | 120/240 | Distribution | 2 Strings of 9 (18 total) Canadian Solar 260W Panels | 4.68 | Solar | Residential | 309 Laurel Ave Unit#A | Carrboro | NC | 27510 | Approved | NM-NC Net Metering | Carolinas | 2014-12-30 | Connected | Photovoltaic |  | 4.5 | Northern | Single | 2014-10-21 | 2014-12-23 | 2014-10-21 | Executed
DC | Mecklenburg | Michael Joseph Bever | 120/240 | Distribution | Qty 10 250W Renesola Solar Panels | 2.5 | Solar | Residential | 8814 Laurel Run Dr | Charlotte | NC | 28269 | Approved | NM-NC Net Metering | Carolinas | 2014-12-31 | Connected | Photovoltaic |  | 2.15 | Central | Single | 2014-09-30 | 2014-12-29 | 2014-09-30 | Executed
DC | Harnett | James & Susan K. Jones | 120/240 | Distribution | Qty 45 190W BP SX Solar Panels | 8.55 | Solar | Non-Residential | 12604 NC 27W | Broadway | NC | 27505 | Approved | NM-NC Net Metering | PEC Carolinas | 2015-03-15 | Connected | Photovoltaic |  | 8.55 | Southern | Single | 2015-01-28 |  | 2015-01-28 | Executed
DC | Jefferson | James A Crone | 120/240 | Distribution | twenty-250 SolarWorld Sunmodule SW250 solar panels | 5 | Solar | Residential | 2165 Logans Point Dr S | Hanover | IN | 47243 | Approved | Net Metering - Standard Contract Rider No. 57 | IN | 2015-04-24 | Connected | Photovoltaic |  | 5 | Southern | Single | 2015-03-23 |  | 2015-03-23 | Executed
DC | Pasco | James Dwyer |  | Distribution |  | 5.06 | Solar | Residential | 10802 ALICO PASS | New Port Richey | FL | 34655 | Approved | NM-FL Net Metering | FL | 2010-07-19 | Connected | Photovoltaic |  | 4.301 | South Coastal |  | 2014-09-10 |  |  | Executed
DC | Osceola | James Kodet |  | Distribution |  | 5.28 | Solar | Residential | 2928 EVANS DR | KISSIMMEE | FL | 34758 | Approved | NM-FL Net Metering | FL | 2012-04-27 | Connected | Photovoltaic |  | 4.488 | South Central |  | 2014-09-10 |  |  | Executed
DC | Surry | James E. Jackson | 120/240 | Distribution |  | 14.25 | Solar | Non-Residential | 107 W. Independence Blvd. | Mount Airy | NC | 27030 | Approved | PP-N NC - Non-Hydroelectric Qualifying Facilities | Carolinas | 2012-01-24 | Superseded | Photovoltaic | Jackson PV Installation | 12.26 | Northern | Single | 2011-11-18 |  | 2011-11-18 | Superceded
DC | Jackson | Michael Jennings | 120/240 | Distribution |  | 2.76 | Solar | Residential | 172 Skelter Hill Rd | Glenville | NC | 28736 | Approved | NM-NC Net Metering | Carolinas | 2013-05-14 | Connected | Photovoltaic |  | 2.76 | Southern | Single | 2013-04-18 | 2013-05-07 | 2013-04-18 | Executed
DC | Marion | James Shaw |  | Distribution |  | 5.04 | Solar | Residential | 9072 SE 135TH LN | SUMMERFIELD | FL | 34491 | Approved | NM-FL Net Metering | FL | 2011-06-02 | Connected | Photovoltaic |  | 4.284 | North Coastal |  | 2014-09-10 |  |  | Executed
DC |  | James Evans |  |  |  | 1.25 | Solar | Residential | 1920 Cool Springs Road | Sanford | NC | 11111 | Cancelled |  | PEC Carolinas |  |  | Photovoltaic |  | 1 | Northern |  | 2012-10-18 |  |  | Cancelled
DC | Marion | James Wohrley |  | Distribution |  | 7.24 | Solar | Residential | 15950 SE 170TH AVE *HSE | Weirsdale | FL | 32195 | Approved | NM-FL Net Metering | FL | 2013-01-30 | Connected | Photovoltaic |  | 6.154 | North Coastal |  | 2014-09-10 |  |  | Executed
DC | Mecklenburg | Michael J. Peterson | 120/240 | Distribution |  | 1.89 | Solar | Residential | 4425 Piper Glen Dr | Charlotte | NC | 28277 | Approved | PP-N NC - Non-Hydroelectric Qualifying Facilities | Carolinas | 2010-12-02 | Connected | Photovoltaic | Peterson PV Installation | 1.89 | Central | Single | 2011-04-07 |  | 2010-09-16 | Executed
DC | Spartanburg | Michael J. Enright | 120/240 | Distribution | Qty 4 Solar Wold 270 | 1.08 | Solar | Residential | 216 Coburn Dr | Spartanburg | SC | 29302 | Approved | NM-SC Net Metering | Carolinas | 2014-09-05 | Connected | Photovoltaic |  | 0.86 | Southern | Single | 2014-07-23 | 2014-09-04 | 2014-07-23 | Executed
DC | Mecklenburg | MICHAEL JOHNSON | 120/240 | Distribution | QTY 6 LG 255 MONO X MODULES | 1.53 | Solar | Residential | 7411 SARNIA PL | CHARLOTTE | NC | 28269 | Approved | NM-NC Net Metering | Carolinas | 2014-01-20 | Connected | Photovoltaic |  | 1.53 | Central | Single | 2013-12-03 | 2014-01-16 | 2013-12-03 | Executed
DC | New Hanover | James Figliolia |  |  |  | 5 | Solar | Residential | 2314 Charles Paine Drive | Wilmington | NC | 28412 | Approved | NC NM-Net Metering for Renewable Energy Facilities | PEC Carolinas | 2012-10-11 | Connected | Photovoltaic |  | 4 | Northern |  | 2012-10-18 |  |  | Executed
DC | ORANGE | James Albers |  | Distribution |  | 5.76 | Solar | Residential | 11436 FANGHORN RD | ORLANDO | FL | 32825 | Approved | NM-FL Net Metering | FL | 2013-10-18 | Connected | Photovoltaic |  | 4.896 | North Central |  | 2014-09-10 |  |  | Executed
DC | Buncombe | James Godfrey, Jr. |  |  |  | 4.2 | Solar | Residential | 660 Reeves Cove Road | Candler | NC | 28715 | Approved | NC NM-Net Metering for Renewable Energy Facilities | PEC Carolinas | 2010-06-28 | Connected | Photovoltaic |  | 3.36 | Northern |  | 2012-10-18 |  |  | Executed
DC | Monroe | James Allison | 120/240 | Distribution | Four (240 Watt) Mage PowerTec Plus 6 PL US AC solar modules | 0.96 | Solar | Residential | 1127 1st St E | Bloomington | IN | 47401 | Approved | Net Metering - Standard Contract Rider No. 57 | IN | 2012-10-29 | Connected | Photovoltaic |  | 0.952 | Southern | Single | 2012-10-09 |  | 2012-10-09 | Executed
DC | Spartanburg | Michael Harper | 120/240 | Distribution |  | 6.9 | Solar | Residential | 162 Powder Springs Drive | Duncan | SC | 29334 | Approved | NM-SC Net Metering | Carolinas | 2011-12-13 | Connected | Photovoltaic |  | 6 | Southern | Single | 2011-11-22 |  | 2011-11-22 | Executed
DC | Yadkin | Michael G. Hitchcock | 120/240 | Distribution |  | 7.2 | Solar | Residential | 3656 Old US Hwy 421 East | Yadkinville | NC | 27055 | Approved | SCG-NC Small Customer Generator Rider | Carolinas | 2006-08-09 | Connected | Photovoltaic |  | 7.1 | Northern | Single | 2011-04-07 |  | 2006-06-05 | Executed
DC | Yadkin | Michael G. Hitchcock | 120/240 | Distribution |  | 7.8 | Solar | Residential | 3656 Old US Hwy 421 East | Yadkinville | NC | 27055 | Approved | PP-N NC - Non-Hydroelectric Qualifying Facilities | Carolinas | 2009-12-22 | Connected | Photovoltaic | Hitchcock PV Installation | 7.8 | Northern | Single | 2011-04-07 |  | 2009-10-23 | Executed
DC |  | James Beerman | 120/240 | Distribution | thirty-three 250-W Isofoton 250 solar panels | 8.25 | Solar | Residential | 8150 Eagle Creek Rd | Cincinnati | OH | 45247 | Approved | Rider NM - Net Metering Rider - OH | OH/KY | 2014-01-07 | Connected | Photovoltaic |  | 8 | Central | Single | 2013-11-27 |  | 2013-11-27 | Executed
DC | Alamance | Michael G. Allen | 120/240 | Distribution | QTY: 24 LG 265W | 6.36 | Solar | Residential | 1206 Westbrook Ave | Elon | NC | 27244 | Approved | NM-NC Net Metering | Carolinas | 2013-12-19 | Connected | Photovoltaic |  | 5.16 | Northern | Single | 2013-12-03 | 2013-12-18 | 2013-12-03 | Executed
DC | Wakulla | James Brooks |  | Distribution |  | 5.64 | Solar | Residential | 7400 SMITH CREEK RD, NEW HOME | Sopchoppy | FL | 32358 | Approved | NM-FL Net Metering | FL | 2010-03-24 | Connected | Photovoltaic |  | 4.794 | North Coastal |  | 2014-09-10 |  |  | Executed
DC | Monroe | James Biddle Jr | 120/240 | Distribution | twenty-one 250-W ET-P660250WW Smart Module solar panels | 5.25 | Solar | Residential | 5105 State Rd 45 W | Bloomington | IN | 47403 | Approved | Net Metering - Standard Contract Rider No. 57 | IN | 2015-01-21 | Connected | Photovoltaic |  | 4.998 | Northern | Single | 2014-12-23 |  | 2014-12-23 | Executed
DC | Pinellas | James Boutzoukas |  | Distribution |  | 9.69 | Solar | Residential | 1761 ROYAL OAK PL W | Dunedin | FL | 34698 | Approved | NM-FL Net Metering | FL | 2012-09-28 | Connected | Photovoltaic |  | 8.237 | South Coastal |  | 2014-09-10 |  |  | Executed
DC | Orange | Michael G Narotsky | 120/240 | Distribution | Qty 12 (110 Watt) Evergreen Cedar Line EC-110 | 1.32 | Solar | Residential | 1305 Lucy Ln | Chapel Hill | NC | 27516 | Approved | NM-NC Net Metering | Carolinas | 2013-03-25 | Connected | Photovoltaic |  | 1.32 | Northern | Single | 2013-02-20 | 2013-03-25 | 2013-02-20 | Executed
DC | Stanly | Michael G Malpass | 120/240 | Distribution | Qty 21 Sunpower E20-327 Solar Panels | 6.87 | Solar | Residential | 148 Renee Ford Rd | Stanfield | NC | 28163 | Approved | NM-NC Net Metering | Carolinas | 2015-03-18 | Connected | Photovoltaic |  | 6 | Central | Single | 2015-02-12 | 2015-03-09 | 2015-02-12 | Executed
DC |  | James Buher | 120/240 | Distribution | twenty-seven Mage Powertec 240-W solar modules | 6.48 | Solar | Residential | 1401 L St | Bedford | IN | 47421 | Approved | Net Metering - Standard Contract Rider No. 57 | IN | 2013-01-08 | Connected | Photovoltaic |  | 6.426 | Northern | Single | 2012-11-23 |  | 2012-11-23 | Executed
DC | Wake | James Burke | 120/240 | Distribution | 12 270 | 3 | Solar | Residential | 7100 Winter Pond Way | Fuquay Varnia | NC | 27526 | Approved | NC NM-Net Metering for Renewable Energy Facilities | PEC Carolinas | 2015-02-09 | Connected | Photovoltaic |  | 2.49 | Northern | Single | 2014-12-22 |  | 2014-12-22 | Executed
DC | Pinellas | James Hartley |  | Distribution |  | 2.08 | Solar | Residential | 3911 BAYSHORE BLVD NE | St Petersburg | FL | 33703 | Approved | NM-FL Net Metering | FL | 2011-09-20 | Connected | Photovoltaic |  | 1.768 | South Coastal |  | 2014-09-10 |  |  | Executed
DC | Cabarrus | James L Pazan - Cancelled | 120/240 | Distribution | Qty 4 Renesola 250W Solar Panels | 1 | Solar | Residential | 5875 Crimson Oak Ct | Harrisburg | NC | 28705 | Cancelled | NM-NC Net Metering | Carolinas |  | Cancelled | Photovoltaic |  | 0.86 | Central | Single | 2015-02-24 |  | 2015-02-24 | Cancelled
DC | Stokes | Michael G Edwards | 120/240 | Distribution | Qty 11 LG300N1C-G3 Solar Panels | 3.3 | Solar | Residential | 208 Brown Rd | King | NC | 27021 | Approved | NM-NC Net Metering | Carolinas | 2015-02-18 | Connected | Photovoltaic |  | 2.64 | Northern | Single | 2014-12-30 | 2015-02-17 | 2014-12-30 | Executed
DC | Mecklenburg | James L. Johnson | 120/240 | Distribution | Qty 9 (216 Watt) Sharp 216 W (ND-U216C1) Solar Panels | 1.94 | Solar | Residential | 201 W Charles St | Matthews | NC | 28105 | Approved | PP-N NC - Non-Hydroelectric Qualifying Facilities | Carolinas | 2009-07-08 | Superseded | Photovoltaic | Johnson PV Installation | 4 | Central | Single | 2011-04-07 |  | 2010-07-14 | Superceded
DC | Mecklenburg | James L. Johnson | 120/240 | Distribution | Qty 9 (235 Watt) Sharp 235W (ND-235QCI) Solar Panels | 2.12 | Solar | Residential | 201 W Charles St | Matthews | NC | 28105 | Cancelled | PP-N NC - Non-Hydroelectric Qualifying Facilities | Carolinas | 2009-07-08 | Cancelled | Photovoltaic | Johnson PV Installation | 4 | Central | Single | 2011-04-07 |  | 2008-12-18 | Cancelled
DC | Transylvania | James L. Spencer III | 120/240 | Distribution | Andalay Solar ST175-1 | 0.7 | Solar | Residential | 355 Valeria Dr | Pisgah Forest | NC | 28768 | Cancelled | NM-NC Net Metering | Carolinas |  | Cancelled | Photovoltaic |  | 0.7 | Southern | Single | 2011-04-07 |  | 2010-11-19 | Cancelled
DC | WAKE | James L. Thorpe | 120/240 |  |  | 3.38 | Solar | Residential | 116 Shady Meadow Lane | Clayton | NC | 27520 | Approved | NC CSP-Cogeneration and Small Power Producer-Sell All | PEC Carolinas | 2010-10-22 | Connected | Photovoltaic |  | 2.7 | Northern | Single | 2012-10-18 |  |  | Executed
DC | CHATHAM | James Leonard | 120/240 |  |  | 2.25 | Solar | Residential | 334 Bellemont Rd. | Pittsboro | NC | 27312 | Cancelled | NC CSP-Cogeneration and Small Power Producer-Sell All | PEC Carolinas | 2008-05-29 | Cancelled | Photovoltaic |  | 1.8 | Northern | Single | 2012-10-18 |  |  | Cancelled
DC | Pinellas | James Toth |  | Distribution |  | 5.52 | Solar | Residential | 5646 30TH AVE N | St Petersburg | FL | 33710 | Approved | NM-FL Net Metering | FL | 2010-03-11 | Connected | Photovoltaic |  | 4.692 | South Coastal |  | 2014-09-10 |  |  | Executed
DC | Pinellas | James Caruso | 120/240 | Distribution | Qty 20 Canadian Solar CS6P-260 (260watts) Solar Panels | 5.2 | Solar | Residential | 9827 Patrician Dr | New Port Richey | FL | 34655 | Approved | NM-FL Net Metering | FL | 2015-05-20 | Connected | Photovoltaic |  | 4.42 | South Coastal | Single | 2015-05-14 |  | 2015-05-14 | Executed
DC | Orange | James Kasik |  | Distribution |  | 3.82 | Solar | Residential | 101 FAIRWAY POINTE CIR | Orlando | FL | 32828 | Approved | NM-FL Net Metering | FL | 2009-08-28 | Connected | Photovoltaic |  | 3.247 | South Central |  | 2014-09-10 |  |  | Executed
DC | Orange | Michael D. Fliss | 120/240 | Distribution | Qty 13 REC Peak Energy BLK 250W Solar Panels | 3.25 | Solar | Residential | 117 Cole St | Chapel Hill | NC | 27516 | Approved | NM-NC Net Metering | Carolinas | 2014-06-23 | Connected | Photovoltaic |  | 3.25 | Northern | Single | 2014-05-30 | 2014-06-19 | 2014-05-30 | Executed
DC | BUTLER | JAMES M. OWENS | single |  | six 210-W Kyocera KD210GX-LP solar panels | 1.26 | Solar | Residential | 7019 SPRUCE HILL CIR | WEST CHESTER | OH | 45069 | Approved | Rider NM - Net Metering Rider - OH | OH/KY | 2009-07-06 | Connected | Photovoltaic |  | 1.26 | South | 120/240 |  |  |  | Executed
DC | Mecklenburg | Michael D Wade | 120/240 | Distribution |  | 7.35 | Solar | Residential | 3114 Markworth Road | Charlotte | NC | 28210 | Approved | NM-NC Net Metering | Carolinas | 2013-05-21 | Connected | Photovoltaic |  | 5.76 | Central | Single | 2013-04-01 | 2013-05-17 | 2013-04-01 | Executed
DC | Polk | James Gilspy |  | Distribution |  | 1.8 | Solar | Residential | 1167 S Lakeshore Blvd | Lake Wales | FL | 33853 | Approved | NM-FL Net Metering | FL | 2005-07-19 | Connected | Photovoltaic |  | 1.53 | South Central |  | 2014-09-10 |  |  | Executed
DC | Spartanburg | Michael D Maggio | 120/240 | Distribution | Westinghouse WS 190 AC1-A-B | 0.19 | Solar | Residential | 309 Woodgrove Trce | Spartanburg | SC | 29301 | Approved | NM-SC Net Metering | Carolinas | 2013-07-26 | Connected | Photovoltaic |  | 0.19 | Southern | Single | 2013-07-01 | 2013-07-25 | 2013-07-01 | Executed
DC | Pinellas | James E Mullins | 120/240 | Distribution |  | 5.04 | Solar | Residential | 1805 GREENHILL DR | Clearwater | FL | 33755 | Approved | NM-FL Net Metering | FL | 2015-01-09 | Connected | Photovoltaic |  | 4.28 | South Coastal | Single | 2015-01-11 |  | 2015-01-11 | Executed
DC | Pinellas | James E Rawlings | 120/240 | Distribution | PV 3K | 3.06 | Solar | Residential | 13701 LACEBARK PINE RD, TUG | Orlando | FL | 32832 | Approved | NM-FL Net Metering | FL | 2014-11-04 | Connected | Photovoltaic |  | 2.6 | South Coastal | Single | 2014-10-31 |  | 2014-10-31 | Executed
DC | Forsyth | Michael D Currier | 120/240 | Distribution | 10 Suniva OPT M215 - Solar Modules | 2.6 | Solar | Residential | 157 Hartley St | Winston Salem | NC | 27107 | Approved | NM-NC Net Metering | Carolinas | 2013-07-08 | Connected | Photovoltaic |  | 2.2 | Northern | Single | 2013-06-24 | 2013-07-01 | 2013-06-24 | Executed
DC | Davidson | James Merritt | 120/240 | Distribution | Qty 36 260 W Q.Pro BFR-G3 | 9.36 | Solar | Residential | 168 Yadkin College Church Rd | Lexington | NC | 27295 | Pending | NM-NC Net Metering | Carolinas |  | Pending | Photovoltaic |  | 7.74 | Northern | Single | 2014-12-11 |  | 2014-12-11 | Open
DC | Rowan | Michael Cheek | 120/240 | Distribution | Qty 24 260W Suniva Solar Panels | 6.24 | Solar | Residential | 2255 Farmview Ct | Salisbury | NC | 28147 | Approved | NM-NC Net Metering | Carolinas | 2014-10-07 | Connected | Photovoltaic |  | 4.805 | Central | Single | 2014-07-10 | 2014-10-02 | 2014-07-10 | Executed
DC | Fulton | James E. Straeter | 120/240 | Distribution | sixty-four 240-W Kyocera solar panels | 15.36 | Solar | Non-Residential | 914 100 S E | Rochester | IN | 46975 | Approved | Net Metering - Standard Contract Rider No. 57 | IN | 2012-06-08 | Connected | Photovoltaic |  | 13.76 | Northern | Single | 2012-05-02 |  | 2012-05-02 | Executed
DC | Rutherford | Michael C. Hargett | 120/240 | Distribution |  | 1.96 | Solar | Non-Residential | 2702 Centennial Rd | Union Mills | NC | 28167 | Approved | NM-NC Net Metering | Carolinas | 2011-02-03 | Connected | Photovoltaic |  | 1.96 | Southern | Single | 2011-04-07 |  | 2011-01-25 | Executed
DC | Wake | James O Richard | 120/240 | Distribution | Qty 20 235 W Sharp Solar Panels | 4.7 | Solar | Residential | 720 Skymont Dr | Holly Springs | NC | 27540 | Pending | NM-NC Net Metering | PEC Carolinas |  | Pending | Photovoltaic |  | 3.8 | Northern | Single | 2015-02-10 |  | 2015-02-10 | Open
DC | Pinellas | James Brown |  | Distribution |  | 4.3 | Solar | Residential | 740 LANTANA AVE | Clearwater Beach | FL | 33767 | Approved | NM-FL Net Metering | FL | 2009-11-06 | Connected | Photovoltaic |  | 3.655 | South Coastal |  | 2014-09-10 |  |  | Executed
DC | Mecklenburg | James P Brooks | 120/240 | Distribution | Qty 8 Hanwha 250W Solar Panels | 2 | Solar | Residential | 8715 Burnt Umber Dr | Charlotte | NC | 28215 | Pending | NM-NC Net Metering | Carolinas |  | Pending | Photovoltaic |  | 1.72 | Central | Single | 2015-05-18 |  | 2015-05-18 | Open
DC | LAKE | James Murphy |  | Distribution |  | 7.2 | Solar | Residential | 146 BALMY COAST ROAD, SOLAR POWER | GROVELAND | FL | 34736 | Approved | NM-FL Net Metering | FL | 2013-08-14 | Connected | Photovoltaic |  | 6.12 | South Central |  | 2014-09-10 |  |  | Executed
DC | Orange | James Scott |  | Distribution |  | 5.06 | Solar | Residential | 11705 SHELTERING PINE DR | Orlando | FL | 32836 | Approved | NM-FL Net Metering | FL | 2010-07-02 | Connected | Photovoltaic |  | 4.301 | South Central |  | 2014-09-10 |  |  | Executed
DC | Polk | James Fenner | 120/240 | Distribution |  | 5 | Solar | Residential | 206 N MANATEE AVE | Davenport | FL | 33837 | Approved | NM-FL Net Metering | FL | 2015-01-14 | Connected | Photovoltaic |  | 4.25 | South Central | Single | 2015-01-13 |  | 2015-01-13 | Executed
DC | Lake | James Gingrich |  | Distribution |  | 2.97 | Solar | Residential | 241 Temple Cir | Eustis | FL | 32726 | Approved | NM-FL Net Metering | FL | 2009-08-14 | Connected | Photovoltaic |  | 2.525 | North Central |  | 2014-09-10 |  |  | Executed
DC | Durham | Michael B Reinke | 120/240 | Distribution | Qty 13 REC 255 - PE Panels | 3.32 | Solar | Residential | 908 Vickers Ave | Durham | NC | 27701 | Approved | NM-NC Net Metering | Carolinas | 2014-08-11 | Connected | Photovoltaic |  | 4.305 | Northern | Single | 2014-07-28 | 2014-08-08 | 2014-07-28 | Executed
DC | Randolph | Michael A Becker | 120/240 | Distribution | Qty 20 (270 Watt) Suniva Optimus Solar Panels | 5.4 | Solar | Residential | 8336 Adams Farm Rd | Randleman | NC | 27317 | Approved | NM-NC Net Metering | Carolinas | 2015-01-29 | Connected | Photovoltaic |  | 4.8 | Northern | Single | 2014-12-23 | 2015-01-23 | 2014-12-23 | Executed
DC | Orange | James H Clausen | 120/240 | Distribution | Qty 40 Solar World 285W Solar Panels | 11.4 | Solar | Residential | 7067 Villa Estelle Dr | Orlando | FL | 32819 | Approved | NM-FL Net Metering | FL | 2015-05-01 | Connected | Photovoltaic |  | 9.69 | South Central | Single | 2015-04-22 |  | 2015-04-22 | Executed
DC | Greenville | Meyer Tool Inc | 480Y/277 | Distribution | Qty 48 (327 Watt) SunPower E20-327-COM | 15.7 | Solar | Non-Residential | 7640 Pelham Rd | Greenville | SC | 29615 | Approved | NM-SC Net Metering | Carolinas | 2013-12-05 | Connected | Photovoltaic |  | 15 | Southern | 3-phase | 2013-10-30 | 2013-12-03 | 2013-10-30 | Executed
DC | Pinellas | James Hollenback |  | Distribution |  | 3.22 | Solar | Residential | 5123 JASMINE CIR N | ST PETERSBURG | FL | 33714 | Approved | NM-FL Net Metering | FL | 2012-01-09 | Connected | Photovoltaic |  | 2.737 | South Coastal |  | 2014-09-10 |  |  | Executed
DC | ORANGE | Meritage Homes of NC | 120/240 | Distribution | 8 (230 watt) spr-230 | 1.84 | Solar | Residential | 1605 Capstone Dr | Durham | NC | 27717 | Approved | NM-NC Net Metering | Carolinas | 2015-02-10 | Connected | Photovoltaic |  | 1.42 | Northern | Single | 2014-12-15 | 2015-02-06 | 2014-12-15 | Executed
DC | Seminole | James Cutler |  | Distribution |  | 8.79 | Solar | Residential | 1616 WHITE DOVE DR | WINTER SPRINGS | FL | 32708 | Approved | NM-FL Net Metering | FL | 2011-08-22 | Connected | Photovoltaic |  | 7.472 | North Central |  | 2014-09-10 |  |  | Executed
DC |  | James R Greenwell | 120/240 | Distribution | Qty 22 Canadian Solar 260W Solar Panels | 5.72 | Solar | Residential | 426 12th E | Cincinnati | OH | 45202 | Pending | Rider NM - Net Metering Rider - OH | OH/KY |  | Pending | Photovoltaic |  | 5 | South | Single | 2015-06-15 |  | 2015-06-15 | Open
DC | Pinellas | James J Murphy | 120/240 | Distribution | Renesola | 1 | Solar | Residential | 2660 52ND ST N | St. Petersburg | FL | 33710 | Approved | NM-FL Net Metering | FL | 2014-11-24 | Connected | Photovoltaic |  | 0.85 | South Coastal | Single | 2014-11-20 |  | 2014-11-20 | Executed
DC | Wake | Melanie Lee | 120/240 | Distribution | Qty 12 250W REC Solar Panels | 3 | Solar | Residential | 702 Chalice St | Durham | NC | 27705 | Approved | NM-NC Net Metering | Carolinas | 2014-08-01 | Connected | Photovoltaic |  | 2.31 | Northern | Single | 2014-07-07 | 2014-07-30 | 2014-07-07 | Executed
DC | Cabarrus | Mehul Shah | 120/240 | Distribution |  | 4.8 | Solar | Residential | 10417 Spring Tree Lane | Huntersville | NC | 28078 | Approved | PP-N NC - Non-Hydroelectric Qualifying Facilities | Carolinas | 2011-12-07 | Connected | Photovoltaic | Shah PV Installation | 4 | Central | Single | 2011-10-26 |  | 2011-10-26 | Executed
DC |  | James J Westrick | 120/240 | Distribution | Seven 235 Watt Sharp Solar Panels | 1.65 | Solar | Residential | 8021 Evening Whisper Way | Cincinnati | OH | 45244 | Approved | Rider NM - Net Metering Rider - OH | OH/KY | 2011-10-24 | Connected | Photovoltaic |  | 1.51 | South | Single | 2011-10-11 |  | 2011-10-11 | Executed
DC | HAMILTON | JAMES R. WEBER | single |  | twenty-four 185-W solar panels | 4.44 | Solar | Residential | 7072 JEANNIE | CINCINNATI | OH | 45230 | Approved | Rider NM - Net Metering Rider - OH | OH/KY | 2010-12-03 | Connected | Photovoltaic |  | 4.44 | Central | 120/240 |  |  |  | Executed
DC | Wake | James R. Starnes |  |  |  | 8.21 | Solar | Residential | 7124 Partinwood Drive | Fuquay-Varina | NC | 27526 | Approved | NC NM-Net Metering for Renewable Energy Facilities | PEC Carolinas | 2010-07-13 | Connected | Photovoltaic |  | 6.57 | Northern |  | 2012-10-18 |  |  | Executed
DC | Mecklenburg | Mecklenburg County Freedom Center - NM | 480Y/277 | Distribution |  | 12.24 | Solar | Non-Residential | 3205 Freedom Dr | Charlotte | NC | 28208 | Approved | SCG-NC Small Customer Generator Rider | Carolinas | 2009-04-21 | Connected | Photovoltaic |  | 12 | Central | 3-phase | 2011-04-07 |  | 2009-04-07 | Executed
DC | Hamilton | James R. Weber | 120/240 | Distribution | fifteen 185-W Mage PowerTec Plus solar panels | 2.77 | Solar | Residential | 8261 Jakaro Dr | Cincinnati | OH | 45255 | Approved | Rider NM - Net Metering Rider - OH | OH/KY |  | Pending Meter Set | Photovoltaic |  | 2.77 | Central | Single | 2015-04-21 |  | 2015-04-21 | Open
DC | LAKE | James Kennedy |  | Distribution |  | 6.86 | Solar | Residential | 372 SALT MARSH LN, SOLAR PWR | GROVELAND | FL | 34736 | Approved | NM-FL Net Metering | FL | 2013-12-26 | Connected | Photovoltaic |  | 5.831 | South Central |  | 2014-09-10 |  |  | Executed
DC | Mecklenburg | Mechanical Contractors, Inc. | 208Y/120 | Distribution |  | 51.45 | Solar | Non-Residential | 1733 University Commercial Pl. | Charlotte | NC | 28213 | Approved | SCG-NC Small Customer Generator Rider | Carolinas | 2011-06-24 | Connected | Photovoltaic |  | 49 | Central | 3-phase | 2011-05-16 |  | 2011-03-23 | Executed
DC | Catawba | Measure Dose Pharmacy | 120/240 | Distribution |  | 9.69 | Solar | Non-Residential | 750 4th ST SW | Hickory | NC | 28602 | Approved | NM-NC Net Metering | Carolinas | 2012-02-10 | Connected | Photovoltaic |  | 8.17 | Central | Single | 2011-11-18 |  | 2011-11-18 | Executed
DC | Macon | James Richard Trevathan | 120/240 | Distribution | Qty 18: 175 W Suntech Solar Panels | 3.15 | Solar | Residential | 581 North Big Bear Pen Mtn. | Highlands | NC | 28741 | Pending | NM-NC Net Metering | Carolinas |  | Pending | Photovoltaic | Trevathan PV Installation | 3 | Southern | Single | 2015-02-09 |  | 2015-02-09 | Open
DC | Moore | James Richmond | 120/240 | Distribution | Qty 27 LG MonoX 280 W Solar Panels | 7.56 | Solar | Residential | 104 Lockerbie Ct | Pinehurst | NC | 28374 | Pending | NM-NC Net Metering | PEC Carolinas |  | Pending | Photovoltaic |  | 6.75 | Southern | Single | 2014-11-10 |  | 2014-11-10 | Open
DC | CHATHAM | James Leonard | 120/240 | Distribution |  | 2.25 | Solar | Residential | 334 Bellemont Rd. | Pittsboro | NC | 27312 | Approved | NM-NC Net Metering | PEC Carolinas | 2013-09-25 | Connected | Photovoltaic |  | 1.8 | Northern | Single | 2013-08-22 |  | 2013-08-22 | Executed
DC | Seminole | James Diaz |  | Distribution |  | 4.92 | Solar | Residential | 1074 SHAFFER TRL | OVIEDO | FL | 32765 | Approved | NM-FL Net Metering | FL | 2011-07-05 | Connected | Photovoltaic |  | 4.182 | North Central |  | 2014-09-10 |  |  | Executed
DC | Hamilton | James Spraul | 120/240 | Distribution | thirty-two 270-W Suniva Optimus OPT270-60-4-1B0 solar panels | 8.64 | Solar | Residential | 9922 Pheasantwalk Ct | Cincinnati | OH | 45241 | Approved | Rider NM - Net Metering Rider - OH | OH/KY |  | Pending Meter Set | Photovoltaic |  | 8 | North | Single | 2015-06-01 |  | 2015-06-01 | Open
DC | Highlands | James Freyler |  | Distribution |  | 10 | Solar | Residential | 3050 SHORTWOOD RD | SEBRING | FL | 33870 | Approved | NM-FL Net Metering | FL | 2013-01-07 | Connected | Photovoltaic |  | 8.5 | South Central |  | 2014-09-10 |  |  | Executed
DC |  | James M Hooberry | 120/240 | Distribution | six 250-W Canadian Solar CS6P 250 solar panels | 1.5 | Solar | Residential | 901 Carriage House Ct | Jeffersonville | IN | 47130 | Approved | Net Metering - Standard Contract Rider No. 57 | IN | 2014-06-17 | Connected | Photovoltaic |  | 1.29 | Northern | Single | 2014-03-25 |  | 2014-03-25 | Executed
DC | Marion | James Thomas |  | Distribution |  | 5.06 | Solar | Residential | 14430 SE 102ND PL | OCKLAWAHA | FL | 32179 | Approved | NM-FL Net Metering | FL | 2010-06-04 | Connected | Photovoltaic |  | 4.301 | North Coastal |  | 2014-09-10 |  |  | Executed
DC | LAKE | James Weigand |  | Distribution |  | 7.35 | Solar | Residential | 161 BALMY COAST RD, SOLAR POWER | GROVELAND | FL | 34736 | Approved | NM-FL Net Metering | FL | 2014-03-24 | Connected | Photovoltaic |  | 6.248 | South Central |  | 2014-09-10 |  |  | Executed
DC | Surry | Mayberry Solar - NM | 12,470Y/7,200 | Distribution |  | 1146.32 | Solar | Non-Residential | 1750 South Andy Griffith Pkwy | Mt Airy | NC | 28031 | Approved | PP-N NC - Non-Hydroelectric Qualifying Facilities | Carolinas | 2011-10-06 | Connected | Photovoltaic | Mayberry Solar PV Installation | 1000 | Northern | 3-phase | 2011-04-07 |  | 2010-10-26 | Executed
DC | Cabarrus | Maureen Sullivan | 120/240 | Distribution | Qty 8 Silfab 270W Solar Panels | 2.16 | Solar | Residential | 4811 Annelise Dr | Harrisburg | NC | 28075 | Approved | NM-NC Net Metering | Carolinas | 2015-06-05 | Connected | Photovoltaic |  | 1.92 | Central | Single | 2015-05-12 | 2015-05-18 | 2015-05-12 | Executed
DC | Monroe | James McKinlay | 120/240 | Distribution | sixteen 275-W SolarWorld Sunmodule SW275 solar panels | 4.4 | Solar | Residential | 3708 Mesa Lane E | Bloomington | IN | 47401 | Approved | Net Metering - Standard Contract Rider No. 57 | IN | 2014-09-22 | Connected | Photovoltaic |  | 4.4 | Southern | Single | 2014-08-27 |  | 2014-08-27 | Executed
DC | Buncombe | James Terry Young | 120/240 | Distribution | Qty 40 (235 Watt) Kyocera KD235GX | 9.4 | Solar | Residential | 387 Emmas Grove Rd | Fletcher | NC | 28732 | Approved | NC NM-Net Metering for Renewable Energy Facilities | PEC Carolinas | 2011-12-15 | Superseded | Photovoltaic |  | 7.5 | Western | Single | 2012-10-18 |  |  | Superceded
DC | Pinellas | James Meassick | 120/240 | Distribution |  | 6.12 | Solar | Residential | 5632 Essex CT | Palm Harbor | FL | 34685 | Approved | NM-FL Net Metering | FL | 2014-12-23 | Connected | Photovoltaic |  | 5.202 | South Coastal | Single | 2015-05-04 |  | 2015-05-04 | Executed
DC | Mecklenburg | Maureen P. Smith | 120/240 | Distribution |  | 0.7 | Solar | Residential | 11905 James Richard Drive | Charlotte | NC | 28277 | Approved | NM-NC Net Metering | Carolinas | 2011-06-09 | Connected | Photovoltaic |  | 0.7 | Central | Single | 2011-05-16 |  | 2011-03-29 | Executed
DC | Orange | Maureen Hayes | 120/240 | Distribution | Qty 12 (255 Watt) REC Peak Energy REC255PE BLK | 3.06 | Solar | Residential | 131 Circadian Way | Chapel Hill | NC | 27516 | Approved | NM-NC Net Metering | Carolinas | 2014-10-02 | Connected | Photovoltaic |  | 2.36 | Northern | Single | 2014-09-15 | 2014-09-25 | 2014-09-15 | Executed
DC | Pinellas | James Gorman |  | Distribution |  | 5.83 | Solar | Residential | 5440 96TH TER | PINELLAS PARK | FL | 33782 | Approved | NM-FL Net Metering | FL | 2013-12-13 | Connected | Photovoltaic |  | 4.956 | South Coastal |  | 2014-09-10 |  |  | Executed
DC | Wake | James O Richard | 120/240 | Distribution | transfer of ownership n/a | 5.25 | Solar | Residential | 720 Skymont Dr | Holly Springs | NC | 27540 | Approved | NC CSP25-Cogeneration and Small Power Producer-Sell All | PEC Carolinas | 2013-10-30 | Connected | Photovoltaic |  | 4.2 | Northern | Single | 2013-10-09 |  | 2013-10-11 | Executed
DC | Marion | James Canary |  | Distribution |  | 6.48 | Solar | Residential | 19418 SW 100TH LOOP | DUNNELLON | FL | 34432 | Approved | NM-FL Net Metering | FL | 2012-02-17 | Connected | Photovoltaic |  | 5.508 | North Coastal |  | 2014-09-10 |  |  | Executed
DC | Wake | James W Smith | 120/240 | Distribution | qty 24 Hyundai 245 w PV modules | 5.88 | Solar | Residential | 4620 Mial Plantation Dr | Raleigh | NC | 27610 | Pending | NC NM-Net Metering for Renewable Energy Facilities | PEC Carolinas |  | Pending | Photovoltaic |  | 5.88 | Northern | Single | 2015-05-22 |  | 2015-05-22 | Open
DC | Guilford | Maureen Cavanaugh | 120/240 | Distribution | Qty 9 Suniva 270W Solar Panels | 2.43 | Solar | Residential | 6810 Trevor Dr Lot #32 | Browns Summit | NC | 27214 | Approved | NM-NC Net Metering | Carolinas | 2014-12-16 | Connected | Photovoltaic |  | 2.25 | Northern | Single | 2014-11-03 | 2014-12-15 | 2014-11-03 | Executed
DC | BUNCOMBE | James W. George | 120/240 |  |  | 3.75 | Solar | Residential | 14 Sugarloaf Trl | Fairview | NC | 28730 | Approved | NC CSP-Cogeneration and Small Power Producer-Sell All | PEC Carolinas | 2011-03-22 | Connected | Photovoltaic |  | 3 | Western | Single | 2012-10-18 |  |  | Executed
DC | Pinellas | James Palamara | 120/240 | Distribution | Solar World | 5 | Solar | Residential | 102 15TH AVE | Indian Rocks Beach | FL | 33785 | Approved | NM-FL Net Metering | FL | 2014-12-02 | Connected | Photovoltaic |  | 4.25 | South Coastal | Single | 2014-11-24 |  | 2014-11-24 | Executed
DC | WAYNE | James W. Hubbell | 120/240 |  |  | 5.59 | Solar | Residential | 388 Tommy's Road | Goldsboro | NC | 27530 | Approved | NC CSP-Cogeneration and Small Power Producer-Sell All | PEC Carolinas | 2010-08-10 | Connected | Photovoltaic |  | 4.47 | Eastern | Single | 2012-10-18 |  |  | Executed
DC |  | James Pardol | 120/240 | Distribution | thirteen 175-W Suntech Black Label STP175S-24/Ab-1 solar panels | 2.28 | Solar | Residential | 323 Bob Dr. | Cincinnati | OH | 45238 | Approved | Rider NM - Net Metering Rider - OH | OH/KY | 2011-04-20 | Connected | Photovoltaic |  | 2.275 | Central | Single | 2011-05-17 |  | 2011-05-17 | Executed
DC | Lake | James Pekarek | 120/240 | Distribution | Qty 26 Canadian CS6P 255W Solar Panels | 6.63 | Solar | Residential | 122 Balmy Coast Rd | Groveland | FL | 34736 | Approved | NM-FL Net Metering | FL | 2015-06-01 | Connected | Photovoltaic |  | 5.636 | South Central | Single | 2015-05-14 |  | 2015-05-14 | Executed
DC | PIKE | JAMES WOOLSEY | 120/240 |  | ten 224-W Sharp ND-224 solar panels | 2.24 | Solar | Residential | 678 RIVER RD W | PETERSBURG | IN | 47567 | Approved | Net Metering - Standard Contract Rider No. 57 | IN | 2010-01-15 | Connected | Photovoltaic |  | 2.24 | Soutwest | Single |  |  |  | Executed
DC | Pinellas | James Perrod |  | Distribution |  | 3.43 | Solar | Residential | 1295 DALE CIR W | Dunedin | FL | 34698 | Approved | NM-FL Net Metering | FL | 2011-01-18 | Connected | Photovoltaic |  | 2.916 | South Coastal |  | 2014-09-10 |  |  | Executed
DC | BUNCOMBE | James Ager | 120/240 |  |  | 4.8 | Solar | Residential | 57 Sugar Hollow Road | Fairview | NC | 28730 | Approved | NC CSP-Cogeneration and Small Power Producer-Sell All | PEC Carolinas | 2010-11-18 | Connected | Photovoltaic |  | 3.84 | Western | Single | 2012-10-18 |  |  | Executed
DC | Pinellas | James Aubin |  | Distribution |  | 2.3 | Solar | Residential | 1309 FAIRWAY DRIVE | DUNEDIN | FL | 34698 | Approved | NM-FL Net Metering | FL | 2013-03-15 | Connected | Photovoltaic |  | 1.951 | South Coastal |  | 2014-09-10 |  |  | Executed
DC | Pinellas | James Browning |  | Distribution |  | 4.8 | Solar | Residential | 630 64th Avenue | St Pete Beach | FL | 33706 | Approved | NM-FL Net Metering | FL | 2008-02-26 | Connected | Photovoltaic |  | 4.08 | South Coastal |  | 2014-09-10 |  |  | Executed
DC | Pinellas | James R Byers | 120/240 | Distribution | Suniva | 4.32 | Solar | Residential | 5611 146TH TER N | Clearwater | FL | 33760 | Approved | NM-FL Net Metering | FL | 2014-12-30 | Connected | Photovoltaic |  | 3.67 | South Coastal | Single | 2014-12-24 |  | 2014-12-24 | Executed
DC | Buncombe | James R Cook | 120/240 | Distribution | 16 250W Astronenergy solar modules | 4 | Solar | Residential | 164 Mount Amy Rd. | Black Mountain | NC | 28711 | Pending | NM-NC Net Metering | PEC Carolinas | 2013-10-24 | Connected | Photovoltaic |  | 2.752 | Western | Single | 2013-05-06 |  | 2013-05-06 | Executed
DC | WARREN | JAMIE M. JONES | 120/240 | Distribution |  | 4.32 | Solar | Residential | 396 NATALIE LN | LEBANON | OH | 45036 | Cancelled | Rider NM - Net Metering Rider - OH | OH/KY | 2011-03-08 | Cancelled | Photovoltaic |  | 4 | North | Single | 2011-05-11 |  | 2011-05-11 | Cancelled
DC | Orange | James Goodin |  | Distribution |  | 3.5 | Solar | Residential | 10097 COVE LAKE DR | Orlando | FL | 32826 | Approved | NM-FL Net Metering | FL | 2009-06-25 | Connected | Photovoltaic |  | 2.975 | South Central |  | 2014-09-10 |  |  | Executed
DC | Seminole | James Griffith |  | Distribution |  | 8.16 | Solar | Residential | 2487 FAWN RUN | OVIEDO | FL | 32765 | Approved | NM-FL Net Metering | FL | 2012-12-10 | Connected | Photovoltaic |  | 6.936 | North Central |  | 2014-09-10 |  |  | Executed
DC | Chatham | James R Pick | 120/240 | Distribution | Qty 20 327W Sunpower Solar Panels | 6.54 | Solar | Residential | 1970 River Rd | Pittsboro | NC | 27312 | Approved | NC NM-Net Metering for Renewable Energy Facilities | PEC Carolinas | 2014-12-05 | Connected | Photovoltaic |  | 6 | Northern | Single | 2014-10-09 |  | 2014-10-09 | Executed
DC | Orange | Jan Chrzan |  | Distribution |  | 5.64 | Solar | Residential | 2113 WATERKEY DR | Windermere | FL | 34786 | Approved | NM-FL Net Metering | FL | 2010-01-07 | Cancelled | Photovoltaic |  | 4.794 | South Central |  | 2014-09-10 |  |  | Cancelled
DC | VOLUSIA | James Schultheis |  | Distribution |  | 6.16 | Solar | Residential | 1100 HERON POINT WAY, SOLAR POWER | DELAND | FL | 32724 | Approved | NM-FL Net Metering | FL | 2013-08-12 | Connected | Photovoltaic |  | 5.236 | North Central |  | 2014-09-10 |  |  | Executed
DC | Monroe | Jana Pereau | 120/240 | Distribution | Qty 16 (280 Watt) SolarWorld Sunmodule Plus SW280 Solar Panels | 4.48 | Solar | Residential | 1626 Olive ST S | Bloomington | IN | 47401 | Approved | Net Metering - Standard Contract Rider No. 57 | IN |  | Pending Meter Set | Photovoltaic |  | 4 | Southern | Single | 2014-10-03 |  | 2014-10-03 | Open
DC | Pinellas | James Sullivan |  | Distribution |  | 5.04 | Solar | Residential | 18323 SW 75TH LOOP | Dunedin | FL | 34432 | Approved | NM-FL Net Metering | FL | 2009-12-28 | Connected | Photovoltaic |  | 4.284 | North Coastal |  | 2014-09-10 |  |  | Executed
DC | Hamilton | James R. Weber | 120/240 | Distribution | sixteen 260-W Suniva Optimus OPT260-60-4-1B0 solar panels | 4.16 | Solar | Residential | 8261 Jakaro Dr | Cincinnati | OH | 45255 | Approved | Rider NM - Net Metering Rider - OH | OH/KY | 2014-07-24 | Connected | Photovoltaic |  | 4 | Central | Single | 2014-07-18 |  | 2014-07-18 | Executed
DC | Orange | Jane Peppler |  |  |  | 3.6 | Solar | Residential | 5301 Cedronella Dr | Chapel Hill | NC | 27514 | Cancelled |  | Carolinas |  |  | Photovoltaic |  | 3.6 | Northern |  |  |  |  | Cancelled
DC | JOHNSTON | Jane Ray Garvey | 120/240 |  |  | 4.5 | Solar | Residential | 148 Benning Circle | Clayton | NC | 27520 | Approved | NC CSP-Cogeneration and Small Power Producer-Sell All | PEC Carolinas | 2011-04-26 | Connected | Photovoltaic |  | 3.6 | Northern | Single | 2012-10-18 |  |  | Executed
DC | Lake | James R. Carmosino | 120/240 | Distribution | Qty 30 Yingli #YL250-29b | 7.5 | Solar | Residential | 151 BAYOU BEND RD | Groveland | FL | 34736 | Approved | NM-FL Net Metering | FL | 2015-01-30 | Connected | Photovoltaic |  | 6.38 | South Central | Single | 2015-01-27 |  | 2015-01-27 | Executed
DC | BUNCOMBE | Janet Doellgast | 120/240 |  |  | 5.53 | Solar | Residential | 6 Willowbrook Rd | Asheville | NC | 28805 | Approved | NC CSP-Cogeneration and Small Power Producer-Sell All | PEC Carolinas | 2010-02-18 | Connected | Photovoltaic |  | 4.42 | Western | Single | 2012-10-18 |  |  | Executed
DC | Buncombe | Janet Doellgast | 120/240 | Distribution | QTY 24 (230 Watt) SunPower 230 Watt Panels | 5.52 | Solar | Residential | 6 Willowbrook Rd | Asheville | NC | 28805 | Pending | NC NM-Net Metering for Renewable Energy Facilities | PEC Carolinas |  | Pending | Photovoltaic |  | 5 | Western | Single | 2015-05-08 |  | 2015-05-08 | Open
DC | Lake | James Ricci | 120/240 | Distribution | Qty 25 (250 Watt) Yingli YL250P-29b | 6.25 | Solar | Residential | 345 Silver Maple Rd | Solar Power Groveland | FL | 34736 | Approved | NM-FL Net Metering | FL | 2015-02-24 | Connected | Photovoltaic |  | 5.31 | South Central | Single | 2015-02-05 |  | 2015-02-05 | Executed
DC | Craven | Janet Gronosky | 120/240 | Distribution | qty 12 Sunmodule SW280 w PV modules | 3.36 | Solar | Residential | 302 Eastchurch Rd | New Bern | NC | 28562 | Pending | NC NM-Net Metering for Renewable Energy Facilities | PEC Carolinas |  | Pending | Photovoltaic |  | 2.88 | Eastern | Single | 2015-05-12 |  | 2015-05-15 | Open
DC | Burke | Maureen A. Dougher | 120/240 | Distribution | QTY: 16 LG 265 | 4.24 | Solar | Residential | 2197 Zion Rd | Morganton | NC | 28655 | Approved | NM-NC Net Metering | Carolinas | 2014-04-23 | Connected | Photovoltaic |  | 3.5 | Central | Single | 2014-03-14 | 2014-04-14 | 2014-03-14 | Executed
DC | Greenville | Matthew T. Hafner | 120/240 | Distribution |  | 3.82 | Solar | Residential | 232 Mattie Campbell Rd | Honea Path | SC | 29654 | Approved | NM-SC Net Metering | Carolinas | 2010-09-10 | Connected | Photovoltaic |  | 3.82 | Southern | Single | 2011-04-07 |  | 2010-08-19 | Executed
DC | Wayne | James Sotello II | 120/240 | Distribution | 8 Bosch Aleo 240W Solar Modules | 1.92 | Solar | Residential | 3433 Big Daddys Rd | Fremont | NC | 27830 | Approved | NC NM-Net Metering for Renewable Energy Facilities | PEC Carolinas | 2012-11-15 | Connected | Photovoltaic |  | 1.54 | Eastern | Single | 2012-10-23 |  | 2012-10-23 | Executed
DC | Seminole | James Stansell | 120/240 | Distribution |  | 2.3 | Solar | Residential | 1024 Winding Waters Cir | Winter Springs | FL | 32708 | Pending | NM-FL Net Metering | FL | 2014-07-11 | Connected | Photovoltaic |  | 1.955 | North Central | Single | 2015-05-04 |  | 2015-05-04 | Executed
DC | Wilkes | Janet Lyon | 120/240 | Distribution | 48 Renogy 235W Solar Panels | 11.28 | Solar | Residential | 2162 Crabapple Ct | Wilkesboro | NC | 28697 | Cancelled | NM-NC Net Metering | Carolinas |  | Cancelled | Photovoltaic |  | 10.32 | Northern | Single | 2012-10-26 |  | 2012-10-26 | Cancelled
DC | Cabarrus | Matthew T. Darak | 120/240 | Distribution | QTY: 22 LG 265 | 5.83 | Solar | Residential | 10156 Falling Leaf Dr. | Concord | NC | 28027 | Approved | NM-NC Net Metering | Carolinas | 2014-05-19 | Connected | Photovoltaic |  | 4.73 | Central | Single | 2014-04-15 | 2014-05-08 | 2014-04-15 | Executed
DC | Buncombe | James Stramler | 120/240 | Distribution | Qty 18 (240 Watt) Mage Powertec Plus 240/6 PL US AC | 4.32 | Solar | Residential | 1126 Cane Creek Rd | Fletcher | NC | 28732 | Approved | NC NM-Net Metering for Renewable Energy Facilities | PEC Carolinas | 2013-02-04 | Connected | Photovoltaic |  | 3.672 | Western | Single | 2013-01-23 |  | 2013-01-23 | Executed
DC | Alamance | Janet Orantek - NM |  |  |  | 2.01 | Solar | Non-Residential | 713 Mill Pointe Way | Elon | NC | 27244 | Cancelled | SCG-NC Small Customer Generator Rider | Carolinas |  |  | Photovoltaic |  | 2.01 | Northern |  | 2011-04-07 |  | 2008-11-23 | Cancelled
DC | Mecklenburg | Matthew Sullivan | 120/240 | Distribution |  | 4 | Solar | Residential | 4036 Cornwallis Camp Dr | Charlotte | NC | 28226 | Approved | NM-NC Net Metering | Carolinas | 2013-04-03 | Connected | Photovoltaic |  | 3.44 | Central | Single | 2013-02-23 | 2013-03-13 | 2013-02-23 | Executed
DC | Pinellas | James T. Corrigan | 120/240 | Distribution | Qty 18 Solar World 280watts, solar panels | 5.04 | Solar | Residential | 444 22nd St. | Belleair Beach | FL | 33786 | Approved | NM-FL Net Metering | FL | 2015-04-23 | Connected | Photovoltaic |  | 4.284 | South Coastal | Single | 2015-04-17 |  | 2015-04-17 | Executed
DC | Forsyth | Janice & Roy R. Walker | 120/240 | Distribution | Qty 6 WinaicoWSP250W-Solar Panels | 1.5 | Solar | Residential | 5101 Barrow Rd | Kernersville | NC | 27284 | Pending | NM-NC Net Metering | Carolinas |  | Pending | Photovoltaic |  | 1.5 | Northern | Single | 2015-01-13 |  | 2015-01-13 | Open
DC | WASHINGTON | JANICE A DKINS | 120/240 |  | six 175-W solar panels | 1.05 | Solar | Residential | 410 FAIR ST | SALEM | IN | 47167 | Approved | Net Metering - Standard Contract Rider No. 57 | IN | 2011-02-01 | Connected | Photovoltaic |  | 1.05 | Southeast | Single |  |  |  | Executed
DC | Forsyth | Matthew K Brady | 120/240 | Distribution | Qty 14 Suniva 270W Solar Panels | 3.78 | Solar | Residential | 4441 Woodlark Ct | Clemmons | NC | 27012 | Approved | NM-NC Net Metering | Carolinas | 2015-06-11 | Connected | Photovoltaic |  | 3.36 | Northern | Single | 2015-05-06 | 2015-06-10 | 2015-05-06 | Executed
DC | Buncombe | James Terry Young | 120/240 | Distribution | Qty 10 (245 Watt) Kyocera KD 245GXSolar Panels | 2.45 | Solar | Residential | 387 Emmas Grove Rd | Fletcher | NC | 28732 | Approved | NC NM-Net Metering for Renewable Energy Facilities | PEC Carolinas | 2014-04-28 | Connected | Photovoltaic |  | 9.48 | Western | Single | 2014-02-06 |  | 2014-02-06 | Executed
DC | CLERMONT | JANICE HIXSON | single |  | twelve 175-W Suntech Black Label STP175S-24/Ab-1 solar panels | 2.1 | Solar | Residential | 2823 CEDARVILLE RD | GOSHEN | OH | 45122 | Approved | Rider NM - Net Metering Rider - OH | OH/KY | 2010-06-16 | Connected | Photovoltaic |  | 2.1 | East | 120/240 |  |  |  | Executed
DC | Mecklenburg | Matthew Ewers | 120/240 | Distribution |  | 3.15 | Solar | Residential | 2536 Shenandoah Dr | Charlotte | NC | 28205 | Approved | PP-N NC - Non-Hydroelectric Qualifying Facilities | Carolinas | 2008-09-30 | Connected | Photovoltaic | Ewers PV Installation | 3.15 | Central | Single | 2011-04-07 |  | 2008-07-15 | Executed
DC | Mecklenburg | Matthew DeCrans | 120/240 | Distribution | qty 4 Renesola Virtus II 250W solar panels | 1 | Solar | Residential | 12538 Dove Meadow Dr | Charlotte | NC | 28278 | Approved | NM-NC Net Metering | Carolinas | 2015-02-11 | Connected | Photovoltaic |  | 0.86 | Central | Single | 2014-11-25 | 2015-01-22 | 2014-11-25 | Executed
DC | Orange | Matthew Roberts | 120/240 | Distribution | Qty 24 (240 Watt) REC 240PE BLK Solar Panels | 5.76 | Solar | Residential | 504 Richmond Rd | Mebane | NC | 27302 | Approved | PP-N NC - Non-Hydroelectric Qualifying Facilities | Carolinas | 2012-11-15 | Connected | Photovoltaic | Roberts PV Installation | 5.16 | Northern | Single | 2012-10-11 | 2012-10-17 | 2012-10-11 | Executed
DC | Jefferson | James Visconti |  | Distribution |  | 5.37 | Solar | Residential | 1273 Indian Hills Rd | Monticello | FL | 32344 | Approved | NM-FL Net Metering | FL | 2008-09-04 | Connected | Photovoltaic |  | 4.565 | North Coastal |  | 2014-09-10 |  |  | Executed
DC | Marion | James Crooks |  | Distribution |  | 5 | Solar | Residential | 12296 SE 91ST AVE | SUMMERFIELD | FL | 34491 | Approved | NM-FL Net Metering | FL | 2009-07-10 | Connected | Photovoltaic |  | 4.25 | North Coastal |  | 2014-09-10 |  |  | Executed
DC | Marion | James Mcdonald |  | Distribution |  | 9.87 | Solar | Residential | 1010 NE 120TH PL | OCALA | FL | 34479 | Approved | NM-FL Net Metering | FL | 2010-01-17 | Connected | Photovoltaic |  | 8.39 | North Coastal |  | 2014-09-10 |  |  | Executed
DC | ORANGE | James Williamson |  | Distribution |  | 4.5 | Solar | Residential | 2681 FITZHUGH RD | WINTER PARK | FL | 32792 | Approved | NM-FL Net Metering | FL | 2014-01-13 | Connected | Photovoltaic |  | 3.825 | North Central |  | 2014-09-10 |  |  | Executed
DC | Mecklenburg | Matthew Byrd | 120/240 | Distribution | Qty 27 Solarworld 270 W Mono solar panels | 7.29 | Solar | Residential | 10523 Bere Island Dr | Charlotte | NC | 28278 | Approved | NM-NC Net Metering | Carolinas | 2014-08-29 | Connected | Photovoltaic |  | 9.46 | Central | Single | 2014-07-28 | 2014-08-22 | 2014-07-28 | Executed
DC | Rutherford | Jaren Solar, LLC |  | Distribution | Qty 13068 (285 Watt) Trina TSM-285 PA14 | 3724 | Solar | Non-Residential | 680 Old Mooresboro Rd | Mooresboro | NC | 28114 | Cancelled | PP-N NC - Non-Hydroelectric Qualifying Facilities | Carolinas |  | Cancelled | Photovoltaic |  | 3000 | Southern | 3-phase | 2012-10-08 |  | 2012-10-08 | Cancelled
DC | Wake | Matthew and Heather Madsen | 120/240 | Distribution | Quanity 9 - 245W Solarworld Sunmodule | 2.21 | Solar | Residential | 5413 Weston Downs Drive | Durham | NC | 27707 | Approved | NM-NC Net Metering | Carolinas | 2012-10-17 | Connected | Photovoltaic |  | 2.205 | Northern | Single | 2012-08-02 | 2012-09-06 | 2012-08-02 | Executed
DC | Orange | James Wong | 120/240 | Distribution | Qty 92 (275 Watt) SolarWorld SW275 Solar Panels | 25.3 | Solar | Residential | 3165 Butler Bay Dr N. | Windermere | FL | 34786 | Approved | NM-FL Net Metering | FL | 2015-04-27 | Connected | Photovoltaic |  | 21.51 | South Central | Single | 2015-03-23 |  | 2015-03-23 | Executed
DC | Forsyth | Matt Shepherd | 120/240 | Distribution | Qty 34 - GreenTriplex 250W Modules | 8.5 | Solar | Residential | 3851 Willowood Dr | Clemmons | NC | 27012 | Approved | NM-NC Net Metering | Carolinas | 2013-12-30 | Connected | Photovoltaic |  | 7.31 | Northern | Single | 2013-11-15 | 2013-12-27 | 2013-11-15 | Executed
DC | Orange | Jamie Bayne |  | Distribution |  | 4.7 | Solar | Residential | 2814 Kinloch Drive | Orlando | FL | 32817 | Approved | NM-FL Net Metering | FL | 2007-10-15 | Connected | Photovoltaic |  | 3.995 | North Central |  | 2014-09-10 |  |  | Executed
DC | Orange | Marywinne Sherwood | 120/240 | Distribution |  | 1.5 | Solar | Residential | 101 Circadian Way | Chapel Hill | NC | 27516 | Approved | NM-NC Net Metering | Carolinas | 2014-09-08 | Connected | Photovoltaic |  | 1.948 | Northern | Single | 2014-08-13 | 2014-09-09 | 2014-08-13 | Executed
DC | Pasco | Jamie Jones |  | Distribution |  | 6.15 | Solar | Residential | 1806 MOUNTAIN ASH WAY | New Port Richey | FL | 34655 | Approved | NM-FL Net Metering | FL | 2010-10-28 | Connected | Photovoltaic |  | 5.228 | South Coastal |  | 2014-09-10 |  |  | Executed
DC | Henderson | Mary Vermillon | 120/240 | Distribution |  | 2.7 | Solar | Residential | 115 S Greenbriar Woods Rd | Hendersonville | NC | 28739 | Approved | NM-NC Net Metering | Carolinas | 2011-07-06 | Connected | Photovoltaic |  | 2.7 | Southern | Single | 2011-06-21 |  | 2011-06-21 | Executed
DC | Buncombe | Jamie Womack | 120/240 | Distribution | Qty 20 Silken 250W Modules | 5 | Solar | Residential | 36 Belton Way | Weaverville | NC | 28787 | Approved | NC NM-Net Metering for Renewable Energy Facilities | PEC Carolinas | 2014-02-18 | Connected | Photovoltaic |  | 4.3 | Western | Single | 2014-01-22 |  | 2014-01-22 | Executed
DC | Pinellas | Jan Boomer |  | Distribution |  | 4.86 | Solar | Residential | 4020 23RD AVE N | St Petersburg | FL | 33713 | Approved | NM-FL Net Metering | FL | 2009-08-31 | Connected | Photovoltaic |  | 4.131 | South Coastal |  | 2014-09-10 |  |  | Executed
DC | Macon | Mary Trentham | 120/240 | Distribution |  | 10.46 | Solar | Residential | 1948 Fulton rd | Franklin | NC | 28734 | Approved | NM-NC Net Metering | Carolinas | 2014-04-09 | Connected | Photovoltaic |  | 5 | Southern | Single | 2014-03-28 | 2014-04-02 | 2014-03-28 | Executed
DC | Spartanburg | Jason M Koepke dba Calvary Hill Baptist Church | 120/240 | Distribution | Qty 4 (260 Watt) SunSource Black Solar Modules (260 Wp) | 1.04 | Solar | Residential | 7250 S Pine St | Pacolet | SC | 29372 | Cancelled | NM-SC Net Metering | Carolinas | 2013-11-11 | Cancelled | Photovoltaic |  | 0.86 | Southern | Single | 2013-08-30 | 2013-09-13 | 2013-08-30 | Cancelled
DC | Wake | Jason Oversmith | 120/240 | Distribution | Qty 20 (255 Watt) Sunvia OPT255-60-4-1BO | 5.1 | Solar | Residential | 3508 Andrews Lane | Raleigh | NC | 27607 | Cancelled | NC NM-Net Metering for Renewable Energy Facilities | PEC Carolinas |  | Cancelled | Photovoltaic |  | 4.08 | Northern | Single | 2013-11-04 |  | 2013-11-04 | Cancelled
DC | Pinellas | Jan W Williams | 120/240 | Distribution | Qty 8 Q Pro-G3 250W Solar Panels | 2 | Solar | Residential | 6250 13th Ave S | Gulfport | FL | 33707 | Approved | NM-FL Net Metering | FL | 2015-04-22 | Connected | Photovoltaic |  | 1.7 | South Coastal | Single | 2015-04-16 |  | 2015-04-16 | Executed
DC | Orange | Jane Dennis |  | Distribution |  | 11.5 | Solar | Residential | 2024 SAILBOROUGH CT | WINTER GARDEN | FL | 34787 | Approved | NM-FL Net Metering | FL | 2013-04-05 | Connected | Photovoltaic |  | 9.775 | South Central |  | 2014-09-10 |  |  | Executed
DC | Buncombe | Jane Holt | 120/240 | Distribution | Qty 12 LG M215 | 2.45 | Solar | Residential | 229 N Carolina Ter | Montreat | NC | 28757 | Approved | NM-NC Net Metering | PEC Carolinas | 2014-07-29 | Connected | Photovoltaic |  | 2.45 | Western | Single | 2014-07-07 |  | 2014-07-07 | Executed
DC | WAKE | Jason S. Hibbets | 120/240 |  |  | 4.08 | Solar | Residential | 2140 Ramsgate Street | Raleigh | NC | 27603 | Approved | NC CSP-Cogeneration and Small Power Producer-Sell All | PEC Carolinas | 2010-07-01 | Connected | Photovoltaic |  | 3.26 | Northern | Single | 2012-10-18 |  |  | Executed
DC | King | Jason Solar, LLC |  | Distribution | 21780 Trina TSM-285 PA14 PV module | 6207.3 | Solar | Non-Residential | 295 Haw Rd | Browns Summit | NC | 27214 | Cancelled | PP-N NC - Non-Hydroelectric Qualifying Facilities | Carolinas |  | Cancelled | Photovoltaic |  | 5000 | Central | 3-phase | 2013-03-19 |  | 2013-03-19 | Cancelled
DC | BUNCOMBE | Jason T. Sprouse | 120/240 |  |  | 4.75 | Solar | Residential | 610 Windsor Rd. | Asheville | NC | 28804 | Approved | NC CSP-Cogeneration and Small Power Producer-Sell All | PEC Carolinas | 2006-08-15 | Connected | Photovoltaic |  | 3.8 | Western | Single | 2012-10-18 |  |  | Executed
DC | Cherokee | Jason Turner | 120/240 | Distribution | 27 Mono LG280 W Solar Panels | 7.56 | Solar | Residential | 159 Mountain Top Rd | Gaffney | SC | 29340 | Pending | NM-SC Net Metering | Carolinas |  | Pending | Photovoltaic |  | 6.48 | Southern | Single | 2015-01-20 | 2015-05-29 | 2015-01-20 | Open
| Cabarrus | Jason Van Alphen | 120/240 | Distribution |  |  | Solar | Residential | 6240 Ferncliff Dr NW | Concord | NC | 28027 | Pending | NM-NC Net Metering | Carolinas |  | Pending | Photovoltaic |  |  | Central | Single | 2015-06-04 |  | 2015-06-04 | Open
DC | Mecklenburg | Jason W Beck | 120/240 | Distribution | Qty 8 QCells 250W Solar Panels | 2 | Solar | Residential | 9404 Mitchell Glen Dr | Charlotte | NC | 28277 | Pending | NM-NC Net Metering | Carolinas |  | Pending | Photovoltaic |  |  | Central | Single | 2015-06-17 |  | 2015-06-17 | Open
DC | Forsyth | Mary T. Bright | 120/240 | Distribution |  | 3.15 | Solar | Residential | 2912 Lyndhurst Ave | Winston Salem | NC | 27103 | Approved | SCG-NC Small Customer Generator Rider | Carolinas | 2009-07-30 | Connected | Photovoltaic |  | 3.15 | Northern | Single | 2011-04-07 |  | 2009-06-16 | Executed
DC | Mecklenburg | Mary Louise Massey-Jones | 120/240 | Distribution | qty 4 Renesola Virtus II 250W solar panels | 1 | Solar | Residential | 1713 Irma St | Charlotte | NC | 28217 | Approved | NM-NC Net Metering | Carolinas | 2015-04-07 | Connected | Fuel Cell |  | 0.86 | Central | Single | 2015-02-24 | 2015-04-01 | 2015-02-24 | Executed
| HAMILTON | JAY A FARMER | 120/240 |  |  |  | Solar | Residential | 7922 FARLEY PL | FISHERS | IN | 46038 | Cancelled | Net Metering - Standard Contract Rider No. 57 | IN | 2007-09-24 | Cancelled | Photovoltaic |  | 2 | North | Single |  |  |  | Cancelled
DC | Volusia | Janet K Boyer | 120/240 | Distribution | Qty 30 Sun Edison 265W Solar Panels | 7.95 | Solar | Residential | 909 W Voorhis Ave | Deland | FL | 32720 | Approved | NM-FL Net Metering | FL | 2015-05-04 | Connected | Photovoltaic |  | 6.758 | North Central | Single | 2015-04-29 |  | 2015-04-29 | Executed
DC | NEW HANOVER | Jay DeChesere | 120/240 |  |  | 3.88 | Solar | Residential | 3404 Talon Court | Wilmington | NC | 28409 | Approved | NC CSP-Cogeneration and Small Power Producer-Sell All | PEC Carolinas | 2010-03-08 | Connected | Photovoltaic |  | 3.1 | Eastern | Single | 2012-10-18 |  |  | Executed
DC | Lake | Janet Coddington |  | Distribution |  | 6 | Solar | Residential | 121 CUPANIA CT, SOLAR PWR | GROVELAND | FL | 34736 | Approved | NM-FL Net Metering | FL | 2013-04-29 | Connected | Photovoltaic |  | 5.1 | South Central |  | 2014-09-10 |  |  | Executed
DC | Marion | Jay E. Fratello | 120/240 | Distribution | Qty 84 Q.Pro-L 310watts, Solar Panels | 26.04 | Solar | Residential | 166 Juniper Trl | Ocala | FL | 34480 | Pending | NM-FL Net Metering | FL |  | Pending | Photovoltaic |  | 22.134 | North Coastal | Single | 2015-06-16 |  | 2015-06-16 | Open
DC | GRANVILLE | Jay Lindenmuth | 120/240 |  |  | 3.63 | Solar | Residential | 1500 Rainbow Circle | Raleigh | NC | 27565 | Approved | NC CSP-Cogeneration and Small Power Producer-Sell All | PEC Carolinas | 2011-01-13 | Connected | Photovoltaic |  | 2.9 | Northern | Single | 2012-10-18 |  |  | Executed
DC | Alamance | Mary Longhill | 120/240 | Distribution | Qty 24 REC 255W Solar Panels | 6.12 | Solar | Residential | 8719 Lindley Mill Rd | Snow Camp | NC | 27349 | Approved | NM-NC Net Metering | Carolinas | 2015-05-28 | Connected | Photovoltaic |  | 6 | Northern | Single | 2015-04-21 | 2015-05-27 | 2015-04-21 | Executed
DC | Hamilton | Jay V Morgan | 120/240 | Distribution | Unknown | 1 | Solar | Residential | 11630 Grooms | Cincinnati | OH | 45242 | Pending | Rider NM - Net Metering Rider - OH | OH/KY |  | Pending | Photovoltaic |  |  | Central | Single | 2015-01-13 |  | 2015-01-13 | Open
DC | Buncombe | Janet Lynn Brown | 120/240 | Distribution | QTY 30 Kyocera 250 GX-LFB2 Series Modules | 7.5 | Solar | Residential | 135 Riverview Dr | Asheville | NC | 28806 | Approved | NC NM-Net Metering for Renewable Energy Facilities | PEC Carolinas | 2014-06-20 | Connected | Photovoltaic |  | 7.5 | Western | Single | 2014-04-21 |  | 2014-04-21 | Executed
DC | Rockingham | JDC Manufacturing, LLC | 12,470Y/7,200 | Distribution |  | 48.6 | Solar | Non-Residential | 1704 Barnes St | Reidsville | NC | 27320 | Approved | PP-N NC - Non-Hydroelectric Qualifying Facilities | Carolinas | 2010-12-31 | Superseded | Photovoltaic | JDC Manufacturing PV Installation | 48.6 | Northern | 3-phase | 2011-04-07 |  | 2010-10-21 | Superceded
DC | Lake | Janet Wyatt |  | Distribution |  | 5.07 | Solar | Residential | 12119 GARNET DR | Clermont | FL | 34711 | Approved | NM-FL Net Metering | FL | 2009-12-01 | Connected | Photovoltaic |  | 4.31 | South Central |  | 2014-09-10 |  |  | Executed
DC | VOLUSIA | Janet Roeder |  | Distribution |  | 10 | Solar | Residential | 3241 WHITEHORSE CT | DELTONA | FL | 32738 | Approved | NM-FL Net Metering | FL | 2014-05-13 | Connected | Photovoltaic |  | 8.5 | North Central |  | 2014-09-10 |  |  | Executed
DC | Haywood | Jean Dilley | 120/240 | Distribution | qty 30 SolarWorld 285W mono solar panels | 8.55 | Solar | Residential | 316 Grandview Cliff Hts | Maggie Valley | NC | 28751 | Pending | NC NM-Net Metering for Renewable Energy Facilities | PEC Carolinas |  | Pending | Photovoltaic |  | 7.68 | Western | Single | 2015-03-31 |  | 2015-03-31 | Open
DC | Orange | Mary Knechtle | 120/240 | Distribution | Qty 22 REC260W PE Blk solar panels | 5.72 | Solar | Residential | 116 W Queen St. | Hillsborough | NC | 27278 | Approved | NM-NC Net Metering | Carolinas | 2015-04-29 | Connected | Photovoltaic |  | 5 | Northern | Single | 2015-03-30 | 2015-04-28 | 2015-03-30 | Executed
DC | Johnson | Janette Morgan | 120/240 | Distribution | sixteen 255-W solar panels | 4.08 | Solar | Residential | 764 Leatherwood Dr | Greenwood | IN | 46143 | Approved | Net Metering - Standard Contract Rider No. 57 | IN | 2013-05-17 | Connected | Photovoltaic |  | 3.44 | Southern | Single | 2013-05-08 |  | 2013-05-08 | Executed
DC | Marion | Janice Bresnick | 120/240 | Distribution | Qty 20 SW250W solar panels | 5 | Solar | Residential | 9451 NE 12th Ct | Ocala | FL | 34479 | Approved | NM-FL Net Metering | FL | 2015-04-18 | Connected | Photovoltaic |  | 4.25 | North Coastal | Single | 2015-04-07 |  | 2015-04-07 | Executed
DC | Pinellas | Janice Doyle |  | Distribution |  | 9.95 | Solar | Residential | 235 SUNSET DR N, PERM | ST. PETERSBURG | FL | 33710 | Approved | NM-FL Net Metering | FL | 2014-04-03 | Connected | Photovoltaic |  | 8.453 | South Coastal |  | 2014-09-10 |  |  | Executed
DC | LAKE | Janice Freeman |  | Distribution |  | 7.2 | Solar | Residential | 117 SALT MARSH LN, SOLAR POWER | GROVELAND | FL | 34736 | Approved | NM-FL Net Metering | FL | 2013-06-12 | Connected | Photovoltaic |  | 6.12 | South Central |  | 2014-09-10 |  |  | Executed
DC | Alamance | Mary K Nicholson | 120/240 | Distribution | QTY 12 Schuco 200 SMAU panels | 2.4 | Solar | Residential | 9134 Morrow Mill Rd | Mebane | NC | 27302 | Approved | NM-NC Net Metering | Carolinas | 2014-08-19 | Connected | Photovoltaic |  | 3.11 | Northern | Single | 2014-07-14 | 2014-08-08 | 2014-07-14 | Executed
DC | ORANGE | Janice Phillips |  | Distribution |  | 5.61 | Solar | Residential | 12339 CAPE SOUND CV | ORLANDO | FL | 32825 | Approved | NM-FL Net Metering | FL | 2014-02-19 | Connected | Photovoltaic |  | 4.769 | South Central |  | 2014-09-10 |  |  | Executed
DC | Lake | Janice Schettler |  | Distribution |  | 7.26 | Solar | Residential | 247 BAYOU BEND RD | Groveland | FL | 34736 | Approved | NM-FL Net Metering | FL | 2012-08-24 | Connected | Photovoltaic |  | 6.171 | South Central |  | 2014-09-10 |  |  | Executed
DC | Volusia | Janiel Juda |  | Distribution |  | 10 | Solar | Residential | 336 CADDIE DRIVE | DEBARY | FL | 32713 | Approved | NM-FL Net Metering | FL | 2013-03-07 | Connected | Photovoltaic |  | 8.5 | North Central |  | 2014-09-10 |  |  | Executed
DC | Henderson | Mary Jean Poteat | 120/240 | Distribution | Qty 6 LG280W Solar Panels | 1.68 | Solar | Residential | 93 Warriors Path | Mills River | NC | 28759 | Approved | NM-NC Net Metering | Carolinas | 2014-12-11 | Connected | Photovoltaic |  | 1.5 | Southern | Single | 2014-11-21 | 2014-12-09 | 2014-11-21 | Executed
DC | Forsyth | Mary J & Erik Runge |  | Distribution | QTY 32 SolTech 250 Horizon Series Modules | 8 | Solar | Residential | 4693 Salem Glen Blvd | Clemmons | NC | 27012 | Approved | NM-NC Net Metering | Carolinas | 2014-01-06 | Connected | Photovoltaic |  | 7 | Northern | Single | 2013-12-20 | 2014-01-02 | 2013-12-20 | Executed
DC | Orange | Jared Dorn |  | Distribution |  | 6.24 | Solar | Residential | 8716 INGLETON CT | Orlando | FL | 32836 | Approved | NM-FL Net Metering | FL | 2012-09-12 | Connected | Photovoltaic |  | 5.304 | South Central |  | 2014-09-10 |  |  | Executed
DC | Pinellas | Jaroslaw Ostrowski | 120/240 | Distribution | Qty 4 Q Pro-G3 250W Solar Panels | 1 | Solar | Residential | 4420 68th Ave | Pinellas Park | FL | 33781 | Approved | NM-FL Net Metering | FL | 2015-04-09 | Connected | Photovoltaic |  | 0.85 | South Coastal | Single | 2015-03-25 |  | 2015-03-25 | Executed
DC | Rowan | Jeff Clifton | 120/240 | Distribution | Qty 12 Suniva 270W Solar Panels | 3.24 | Solar | Residential | 285 Hart Rd | Woodleaf | NC | 27054 | Pending | NM-NC Net Metering | Carolinas |  | Pending | Photovoltaic |  | 2.88 | Central | Single | 2015-04-16 |  | 2015-04-16 | Open
DC |  | Jeff Cranford |  |  |  | 3.38 | Solar | Residential | 684 Ridge Road | Cheraw | SC | 11111 | Approved | SC NM-Net Metering for Renewable Energy Facilities | PEC Carolinas | 2008-04-29 | Connected | Photovoltaic |  | 2.7 | Northern |  | 2012-10-18 |  |  | Executed
DC | Buncombe | Jarvis E Hudson | 120/240 | Distribution | Qty 15 SunPower 327 | 4.91 | Solar | Residential | 73 Goodman Rd | Asheville | NC | 28804 | Approved | NC NM-Net Metering for Renewable Energy Facilities | PEC Carolinas | 2014-11-18 | Connected | Photovoltaic |  | 3.78 | Western | Single | 2014-07-24 |  | 2014-07-24 | Executed
DC | WAKE | Jeff Dozer | 120/240 |  |  | 1.93 | Solar | Residential | 1105 Erins Way | Raleigh | NC | 27614 | Approved | NC CSP-Cogeneration and Small Power Producer-Sell All | PEC Carolinas | 2007-09-27 | Connected | Photovoltaic |  | 1.54 | Northern | Single | 2012-10-18 |  |  | Executed
DC | ORANGE | Jason Alday |  | Distribution |  | 7.28 | Solar | Residential | 1737 WINDING OAKS DRIVE | ORLANDO | FL | 32825 | Approved | NM-FL Net Metering | FL | 2013-08-16 | Connected | Photovoltaic |  | 6.188 | South Central |  | 2014-09-10 |  |  | Executed
DC | Mecklenburg | Mary H Fluke | 120/240 | Distribution | Qty 14 Sunmodule 250 W Solar Panels | 3.5 | Solar | Residential | 10925 John Russell Rd | Charlotte | NC | 28213 | Approved | NM-NC Net Metering | Carolinas | 2014-07-21 | Connected | Photovoltaic |  | 2.695 | Central | Single | 2014-06-25 | 2014-07-16 | 2014-06-25 | Executed
DC | Spartanburg | Mary E Jasen | 120/240 | Distribution | Qty 11 (280 Watt) LG280N1C-G3 Solar Panels | 3.08 | Solar | Residential | 835 Wells Point Dr Lot #51 | Moore | SC | 29369 | Approved | NM-SC Net Metering | Carolinas | 2014-10-31 | Connected | Photovoltaic |  | 2.37 | Southern | Single | 2014-10-20 | 2014-10-30 | 2014-10-20 | Executed
DC | Hamilton | Jason Brown | 120/240 | Distribution | fourteen 180-watt Melink solar PV panels | 2.52 | Solar | Residential | 6839 Merwin | Cincinnati | OH | 45227 | Approved | Rider NM - Net Metering Rider - OH | OH/KY | 2012-04-02 | Connected | Photovoltaic |  | 2 | South | Single | 2012-03-19 |  | 2012-03-19 | Executed
DC | VIGO | JEFF J PERRY | 120/240 |  | ten 210-W SunPower SPR-210-BLK solar panels | 2.1 | Solar | Residential | 25 BOGART DR | TERRE HAUTE | IN | 47803 | Approved | Net Metering - Standard Contract Rider No. 57 | IN | 2008-08-26 | Connected | Photovoltaic |  | 2.1 | Soutwest | Single |  |  |  | Executed
DC | Orange | Mary E. Buttitta | 120/240 | Distribution | Qty 16 Solar PV Module 255W Solar Panels | 4.08 | Solar | Residential | 1611 Claymore Rd | Chapel Hill | NC | 27516 | Approved | NM-NC Net Metering | Carolinas | 2015-01-19 | Connected | Photovoltaic |  | 4 | Northern | Single | 2014-12-30 | 2015-01-16 | 2014-12-30 | Executed
DC | ORANGE | Jason Bechstein |  | Distribution |  | 10 | Solar | Residential | 8630 VILLA NOVA ST | ORLANDO | FL | 32817 | Approved | NM-FL Net Metering | FL | 2014-07-09 | Connected | Photovoltaic |  | 8.5 | North Central |  | 2014-09-10 |  |  | Executed
DC | Volusia | Jason Harrison |  | Distribution |  | 2.03 | Solar | Residential | 1312 WORTHINGTON DRIVE | DELTONA | FL | 32738 | Approved | NM-FL Net Metering | FL | 2013-02-28 | Connected | Photovoltaic |  | 1.721 | North Central |  | 2014-09-10 |  |  | Executed
DC | Randolph | Mary Caroline Owen | 120/240 | Distribution | 12 Suniva 255 W Panels | 3.06 | Solar | Residential | 825 Branson Mill Rd. | Randleman | NC | 27317 | Approved | NM-NC Net Metering | Carolinas | 2013-04-12 | Connected | Photovoltaic |  | 2.58 | Northern | Single | 2013-04-03 | 2013-04-11 | 2013-04-03 | Executed
DC | Cherokee | Mary and Mark Hagensicker | 120/240 | Distribution | Qty 16 Mono 270W Solar Panels | 4.32 | Solar | Residential | 138 Gloria Ln | Gaffney | SC | 29341 | Approved | NM-SC Net Metering | Carolinas | 2014-12-15 | Connected | Photovoltaic |  | 4 | Southern | Single | 2014-11-12 | 2014-12-10 | 2014-11-12 | Executed
DC | Wake | Mary and Matt Hanchey | 120/240 | Distribution | Quanity 9 - Solarworld 245 watt Sunmobile | 2.21 | Solar | Residential | 4606 Marena Place | Durham | NC | 27707 | Approved | NM-NC Net Metering | Carolinas | 2012-09-11 | Connected | Photovoltaic |  | 2.205 | Northern | Single | 2012-08-01 | 2012-09-06 | 2012-08-01 | Executed
DC | Catawba | Marvin L Little | 120/240 | Distribution | 19 LG 275N1C-G3 Solar Panels | 5.23 | Solar | Residential | 1103 Rock Barn Rd NE | Conover | NC | 28613 | Approved | NM-NC Net Metering | Carolinas | 2014-07-10 | Connected | Photovoltaic |  | 4.75 | Central | Single | 2014-06-16 | 2014-07-08 | 2014-06-16 | Executed
DC |  | Jeff T Uetrecht | 120/240 | Distribution | thirty-six 240-Watt Trina TSM-PA05 solar panels | 8.64 | Solar | Residential | 5827 Willowcove Dr | Cincinnati | OH | 45239 | Cancelled | Rider NM - Net Metering Rider - OH | OH/KY | 2012-12-10 | Superseded | Photovoltaic |  | 7.74 | Central | Single | 2012-12-04 |  | 2012-12-04 | Cancelled
DC | Volusia | Javier Pineda |  | Distribution |  | 4.92 | Solar | Residential | 404 QUAIL MEADOW CT | Debary | FL | 32713 | Approved | NM-FL Net Metering | FL | 2011-06-10 | Connected | Photovoltaic |  | 4.182 | North Central |  | 2014-09-10 |  |  | Executed
DC | Volusia | Javier Pineda |  | Distribution |  | 5.06 | Solar | Residential | 404 QUAIL MEADOW CT | Debary | FL | 32713 | Approved | NM-FL Net Metering | FL | 2010-12-15 | Connected | Photovoltaic |  | 4.301 | North Central |  | 2014-09-10 |  |  | Executed
DC | Cleveland | Jeffery Davis | 120/240 | Distribution |  |  | Solar | Residential | 1922 Mcbrayer Springs Rd | Shelby | NC | 28150 | Pending | NM-NC Net Metering | Carolinas |  |  | Photovoltaic |  |  | Southern | Single | 2015-02-06 |  | 2015-02-06 | Open
DC | Seminole | Jay Clay |  | Distribution |  | 5.14 | Solar | Residential | 144 PEREGRINE CT | Winter Springs | FL | 32708 | Approved | NM-FL Net Metering | FL | 2009-12-21 | Connected | Photovoltaic |  | 4.369 | North Central |  | 2014-09-10 |  |  | Executed
DC | Iredell | Martin Truex Jr. LLC | 208Y/120 | Distribution |  | 61.06 | Solar | Non-Residential | 156 Cayuga Drive | Mooresville | NC | 28117 | Approved | PP-N NC - Non-Hydroelectric Qualifying Facilities | Carolinas | 2011-06-01 | Connected | Photovoltaic | MTJ PV Installation | 60 | Central | 3-phase | 2011-05-16 |  | 2011-02-08 | Executed
DC | Wake | Jayesh Patel | 120/240 | Distribution | QTY 7 IM 250 Motech Modules | 1.75 | Solar | Residential | 137 Anita Way | Cary | NC | 27513 | Pending | NC NM-Net Metering for Renewable Energy Facilities | PEC Carolinas | 2014-02-17 | Connected | Photovoltaic |  | 1.5 | Northern | Single | 2013-12-16 |  | 2013-12-16 | Executed
DC | Wake | Jeffrey Szalaj | 120/240 |  | 24 Green Triplex PM 250 | 6 | Solar | Residential | 1003 Black Angus Dr | Garner | NC | 27529 | Approved | NC NM-Net Metering for Renewable Energy Facilities | PEC Carolinas | 2014-01-08 | Connected | Photovoltaic |  | 5.16 | Northern |  | 2013-10-16 |  | 2013-10-30 | Executed
DC | Mecklenburg | Martin Lashua | 120/240 | Distribution |  | 4.8 | Solar | Residential | 14623 Autumncrest Road | Huntersville | NC | 28078 | Approved | PP-N NC - Non-Hydroelectric Qualifying Facilities | Carolinas | 2011-12-09 | Connected | Photovoltaic | Lashua PV Installation | 4 | Central | Single | 2011-10-06 |  | 2011-10-06 | Executed
DC | Mecklenburg | Martha Stewart | 120/240 | Distribution | qty 8 Renesola Virtus II Module 250W solar panels | 2 | Solar | Residential | 6525 Candlewood Dr | Charlotte | NC | 28210 | Approved | NM-NC Net Metering | Carolinas | 2015-06-10 | Connected | Photovoltaic |  | 1.72 | Central | Single | 2015-03-30 | 2015-05-19 | 2015-03-30 | Executed
DC | Durham | Martha E Beach | 120/240 | Distribution | Qty 8 Suniva 270W Solar Panels | 2.16 | Solar | Residential | 11 Bloomsbury Ct | Chapel Hill | NC | 27517 | Approved | NM-NC Net Metering | Carolinas | 2015-06-10 | Connected | Photovoltaic |  | 1.92 | Northern | Single | 2015-05-19 | 2015-06-10 | 2015-05-19 | Executed
DC | LAKE | Jean Kennedy |  | Distribution |  | 6.5 | Solar | Residential | 314 SALT MARSH LN, SOLAR POWER | GROVELAND | FL | 34736 | Approved | NM-FL Net Metering | FL | 2014-03-20 | Connected | Photovoltaic |  | 5.525 | South Central |  | 2014-09-10 |  |  | Executed
DC | Volusia | Jean Mason | 120/240 | Distribution | Qty 40 GTSuntechSTP250 watts, Solar Panels | 10 | Solar | Residential | 524 Sand Wedge Loop | Apopka | FL | 32712 | Approved | NM-FL Net Metering | FL | 2015-04-27 | Connected | Photovoltaic |  | 8.5 | North Central | Single | 2015-04-21 |  | 2015-04-21 | Executed
DC | Mecklenburg | Jeffrey Aliotta | 120/240 | Distribution |  | 5.17 | Solar | Residential | 16213 Winnow Court | Cornelius | NC | 28031 | Approved | NM-NC Net Metering | Carolinas | 2011-11-14 | Superseded | Photovoltaic |  | 4.73 | Central | Single | 2011-09-19 |  | 2011-09-19 | Superceded
DC | Wake | Jeana L Myers | 120/240 | Distribution | Qty 12 Sunmodule 270 Solar Panels | 3.24 | Solar | Residential | 610 Kirby St | Raleigh | NC | 27606 | Approved | NM-NC Net Metering | PEC Carolinas | 2015-04-23 | Connected | Photovoltaic |  | 2.88 | Northern | Single | 2015-02-04 |  | 2015-02-04 | Executed
DC | LAKE | Jeanine Kern |  | Distribution |  | 8.09 | Solar | Residential | 306 SALT MARSH LN, SOLAR PWR | GROVELAND | FL | 34736 | Approved | NM-FL Net Metering | FL | 2013-12-23 | Connected | Photovoltaic |  | 6.872 | South Central |  | 2014-09-10 |  |  | Executed
DC | BUNCOMBE | Jeffrey B. Dektor | 120/240 |  |  | 4.75 | Solar | Residential | 295 Riddle Road | Swannanoa | NC | 28778 | Approved | NC CSP-Cogeneration and Small Power Producer-Sell All | PEC Carolinas | 2011-12-22 | Connected | Photovoltaic |  | 3.8 | Western | Single | 2012-10-18 |  |  | Executed
DC |  | Jeffrey C Siereveld | 120/240 | Distribution | Thirteen Sharp 240 Watt Panels | 3.12 | Solar | Residential | 2201 State Route 222 | Bethel | OH | 45106 | Approved | Rider NM - Net Metering Rider - OH | OH/KY | 2011-11-29 | Superseded | Photovoltaic |  | 2.8 | South | Single | 2011-11-14 |  | 2011-11-14 | Superceded
DC | Pinellas | Jean-Marie Sonntag |  | Distribution |  | 2.1 | Solar | Residential | 7403 Saddle Ct | Palm Harbor | FL | 34683 | Approved | NM-FL Net Metering | FL | 2007-05-27 | Connected | Photovoltaic |  | 1.785 | South Coastal |  | 2014-09-10 |  |  | Executed
DC | Union | Marshville Farm, LLC | 12,470Y/7,200 | Distribution | 4,172 (235 WP) Canadian Solar & 20,104 (250 WP) Canadian Solar Panels | 6006 | Solar | Non-Residential | W Union St and Van Eudy Rd | Marshville | NC | 28103 | Approved | PP-N NC - Non-Hydroelectric Qualifying Facilities | Carolinas | 2013-10-18 | Connected | Photovoltaic | Marshville Farm PV Installation | 4950 | Central | 3-phase | 2012-03-28 | 2013-11-11 | 2012-03-28 | Executed
DC | Hamilton | Jeanne L Bauer | 120/240 | Distribution | thirty-eight 260-W CanadianSolar CS6P-260P solar panels | 9.88 | Solar | Residential | 3329 Brinton Tr | Cincinnati | OH | 45241 | Approved | Rider NM - Net Metering Rider - OH | OH/KY | 2015-06-17 | Connected | Photovoltaic |  | 9.5 | Central | Single | 2015-06-12 |  | 2015-06-12 | Executed
DC | Durham | Marshall Prentice | 120/240 | Distribution | 18 Suniva 60-255W Solar Modules | 4.6 | Solar | Residential | 1507 Sassafras Hill St Lot#50 | Durham | NC | 27712 | Approved | NM-NC Net Metering | Carolinas | 2014-09-19 | Connected | Photovoltaic |  | 3.87 | Northern | Single | 2014-09-18 |  | 2014-09-18 | Executed
DC | Mecklenburg | Marshall J Stein | 120/240 | Distribution |  | 3.5 | Solar | Residential | 514 Watson St | Davidson | NC | 28036 | Approved | SCG-NC Small Customer Generator Rider | Carolinas | 2005-05-17 | Connected | Photovoltaic |  | 3.5 | Central | Single |  |  |  | Executed
DC | Cleveland | Marsha T Zeller | 120/240 | Distribution | Twenty 235W LG Solar Panels | 4.7 | Solar | Residential | 130 Veticusi Dr | Shelby | NC | 28152 | Approved | NM-NC Net Metering | Carolinas | 2012-12-06 | Connected | Photovoltaic |  | 4.7 | Central | Single | 2012-10-10 | 2012-12-03 | 2012-10-10 | Executed
DC | Orange | Jeff Goodwin |  | Distribution |  | 7.98 | Solar | Residential | 4639 CANARY ST | Orlando | FL | 32812 | Approved | NM-FL Net Metering | FL | 2012-07-31 | Connected | Photovoltaic |  | 6.783 | South Central |  | 2014-09-10 |  |  | Executed
DC | Chatham | Jeff Antley | 120/240 | Distribution |  | 3.63 | Solar | Residential | 1009 Kadir Womble Road | New Hill | SC | 27562 | Approved | SC NM-Net Metering for Renewable Energy Facilities | PEC Carolinas | 2012-10-04 | Connected | Photovoltaic |  | 2.9 | Northern | Single | 2012-10-18 |  |  | Executed
DC | Highlands | Jeff Babbitt |  | Distribution |  | 5.39 | Solar | Residential | 4201 BUNKER DR | Sebring | FL | 33872 | Approved | NM-FL Net Metering | FL | 2012-08-03 | Connected | Photovoltaic |  | 4.582 | South Central |  | 2014-09-10 |  |  | Executed
DC | Orange | Markus Andres | 120/240 | Distribution |  | 4.83 | Solar | Residential | 205 Edgewater Circle | Chapel Hill | NC | 27516 | Approved | PP-N NC - Non-Hydroelectric Qualifying Facilities | Carolinas | 2011-09-22 | Connected | Photovoltaic | Andres PV Installation | 4 | Northern | Single | 2011-09-02 |  | 2011-09-02 | Executed
DC | Rockingham | Market Farm, LLC |  | Distribution | Qty 21660 (300 Watt) Canadian Solar CS6X-300wp | 6498 | Solar | Non-Residential | 5820 US 29 Business | Reidsville | NC | 27320 | Approved | PP-N NC - Non-Hydroelectric Qualifying Facilities | Carolinas | 2014-10-22 | Connected | Photovoltaic |  | 4950 | Northern | 3-phase | 2012-11-19 | 2014-10-30 | 2012-11-19 | Executed
DC | Mecklenburg | Mark Wisniewski | 120/240 | Distribution | qty 12 (260) watts LG260S1C-G3 | 3.12 | Solar | Residential | 4924 Virginian LN | Charlotte | NC | 28226 | Approved | NM-NC Net Metering | Carolinas | 2013-04-10 | Connected | Photovoltaic |  | 2.58 | Central | Single | 2013-02-26 | 2013-04-03 | 2013-02-26 | Executed
DC | Pinellas | Jeff Harring |  | Distribution |  | 10.2 | Solar | Residential | 8432 MEADOWBROOK DR | LARGO | FL | 33777 | Approved | NM-FL Net Metering | FL | 2014-03-04 | Connected | Photovoltaic |  | 8.67 | South Coastal |  | 2014-09-10 |  |  | Executed
DC | Hamilton | Jeff Holland | 120/240 | Distribution | twenty-one 280-W Suniva Optimus OPT280-60-4-100 solar panels | 5.88 | Solar | Residential | 2918 Van Dyke Dr | Cincinnati | OH | 45208 | Approved | Rider NM - Net Metering Rider - OH | OH/KY | 2015-05-28 | Connected | Photovoltaic |  | 5 | South | Single | 2015-05-13 |  | 2015-05-13 | Executed
DC | POLK | Jeff Tancredi |  | Distribution |  | 5.28 | Solar | Residential | 1145 S LAKE STARR BLVD | LAKE WALES | FL | 33898 | Approved | NM-FL Net Metering | FL | 2014-01-14 | Connected | Photovoltaic |  | 4.488 | South Central |  | 2014-09-10 |  |  | Executed
DC | POLK | Jeff Jones |  | Distribution |  | 2 | Solar | Residential | 451 PALENCIA PL | DAVENPORT | FL | 33837 | Approved | NM-FL Net Metering | FL | 2014-05-06 | Connected | Photovoltaic |  | 1.7 | South Central |  | 2014-09-10 |  |  | Executed
DC | Davidson | Mark Winyard | 120/240 | Distribution |  | 3.45 | Solar | Residential | 2570 Old Mill Farm Road | Lexington | NC | 27295 | Approved | NM-NC Net Metering | Carolinas | 2011-11-14 | Connected | Photovoltaic |  | 3.45 | Northern | Single | 2011-09-23 |  | 2011-09-23 | Executed
DC | Pinellas | Jeff Mcmahon |  | Distribution |  | 3.45 | Solar | Residential | 3250 E DEBAZAN AVE | St Petersburg | FL | 33706 | Approved | NM-FL Net Metering | FL | 2010-07-13 | Connected | Photovoltaic |  | 2.933 | South Coastal |  | 2014-09-10 |  |  | Executed
DC | Vigo | Jeff Monroe | 120/240 | Distribution | forty-eight 275-W SolarWorld Sunmodule solar panels | 13.2 | Solar | Residential | 1500 Stop 18 St N | Terre Haute | IN | 47803 | Approved | Net Metering - Standard Contract Rider No. 57 | IN | 2015-03-18 | Connected | Photovoltaic |  | 12 | Southern | Single | 2015-02-11 |  | 2015-02-11 | Executed
DC | Monroe | Jeff Morris | 120/240 | Distribution | Qty 16 ET 250W Modules | 4 | Solar | Residential | 601 Staats Dr N Lot 53 | Bloomington | IN | 47408 | Approved | Net Metering - Standard Contract Rider No. 57 | IN | 2014-05-22 | Connected | Photovoltaic |  | 3.81 | Southern | Single | 2014-04-30 |  | 2014-04-30 | Executed
DC | Mecklenburg | Mark W Erwin | 120/240 | Distribution | qty 14 Powerflex 100w PV Panels | 1.4 | Solar | Residential | 907 Huntington Park Dr | Charlotte | NC | 28211 | Approved | NM-NC Net Metering | Carolinas | 2015-01-09 | Connected | Photovoltaic |  | 1.4 | Central | Single | 2014-12-18 | 2015-01-08 | 2014-12-18 | Executed
DC |  | Jeff T Uetrecht | 208Y/120 | Distribution | eight 240-W TSM-PC05 solar modules | 1.92 | Solar | Residential | 5827 Willowcove Dr | Cincinnati | OH | 45239 | Approved | Rider NM - Net Metering Rider - OH | OH/KY | 2013-10-02 | Connected | Photovoltaic |  | 1.72 | Central | Single | 2013-09-30 |  | 2013-09-30 | Executed
DC |  | Jeffrey Wallace | 120/240 |  | six 250-W Suniva Optimus OPT250-60-4-1B0 solar modules | 1.5 | Solar | Residential | 10573 Sedco Dr | Union | KY | 41091 | Approved | Rider NM - Net Metering Rider - KY | OH/KY | 2013-01-14 | Connected | Photovoltaic |  | 1.29 | Central | Single | 2012-12-17 |  | 2012-12-17 | Executed
DC | Durham | Mark S. Trustin - NM | 120/240 | Distribution |  | 3.53 | Solar | Non-Residential | 221 Deer Chase Ln | Durham | NC | 27705 | Approved | PP-N NC - Non-Hydroelectric Qualifying Facilities | Carolinas | 2010-09-14 | Connected | Photovoltaic | Trustin PV Installation | 3 | Northern | Single | 2011-04-07 |  | 2010-03-16 | Executed
DC | Pinellas | Jeffery Davoli |  | Distribution |  | 10 | Solar | Residential | 2541 APPALOOSA TRL | PALM HARBOR | FL | 34685 | Approved | NM-FL Net Metering | FL | 2014-03-06 | Connected | Photovoltaic |  | 8.5 | South Coastal |  | 2014-09-10 |  |  | Executed
DC | Volusia | Jeffery Rice |  | Distribution |  | 4.92 | Solar | Residential | 2001 PINE CT | Deland | FL | 32720 | Approved | NM-FL Net Metering | FL | 2009-12-01 | Connected | Photovoltaic |  | 4.182 | North Central |  | 2014-09-10 |  |  | Executed
DC | Cabarrus | Mark Rufty | 120/240 | Distribution | Qty 28 (250 Watt) ET-P660250AC Solar Panels | 7 | Solar | Residential | 8506 Piccadily Ln | Harrisburg | NC | 28075 | Approved | NM-NC Net Metering | Carolinas | 2013-08-16 | Connected | Photovoltaic |  | 6.66 | Central | Single | 2013-07-02 | 2013-07-30 | 2013-07-02 | Executed
DC | Buncombe | Jeffery Wilcox | 120/240 | Distribution | QTY 20 Kyocera 250 KDGX-LFB2 Series Modules | 5 | Solar | Residential | 52 Craig Cir | Asheville | NC | 28805 | Approved | NC NM-Net Metering for Renewable Energy Facilities | PEC Carolinas | 2014-05-16 | Connected | Photovoltaic |  | 5 | Western | Single | 2014-04-01 |  | 2014-04-01 | Executed
DC | LAKE | Jeffrey Clites |  | Distribution |  | 7.2 | Solar | Residential | 145 BALMY COAST ROAD, SOLAR POWER | GROVELAND | FL | 34736 | Approved | NM-FL Net Metering | FL | 2013-07-22 | Connected | Photovoltaic |  | 6.12 | South Central |  | 2014-09-10 |  |  | Executed
DC | Orange | Jeffrey Driscoll |  | Distribution |  | 10 | Solar | Residential | 2111 WHITFIELD LN | Orlando | FL | 32835 | Approved | NM-FL Net Metering | FL | 2013-01-31 | Connected | Photovoltaic |  | 8.5 | South Central |  | 2014-09-10 |  |  | Executed
DC | Cabarrus | Jennifer A Talley | 120/240 | Distribution | Qty 27 Axitec 250W Solar Panels | 6.75 | Solar | Residential | 8811 Savannah Rd | Harrisburg | NC | 28075 | Pending | NM-NC Net Metering | Carolinas |  | Pending | Photovoltaic |  | 5.8 | Central | Single | 2015-05-19 |  | 2015-05-19 | Open
DC | Highlands | Jeffrey Hudson |  | Distribution |  | 2.3 | Solar | Residential | 3340 LAKEVIEW DR | SEBRING | FL | 33870 | Approved | NM-FL Net Metering | FL | 2011-11-16 | Connected | Photovoltaic |  | 1.955 | South Central |  | 2014-09-10 |  |  | Executed
DC | Polk | Jeffrey Sauro |  | Distribution |  | 2.82 | Solar | Residential | 2865 PONDVIEW DR | HAINES CITY | FL | 33844 | Approved | NM-FL Net Metering | FL | 2012-10-23 | Connected | Photovoltaic |  | 2.397 | South Central |  | 2014-09-10 |  |  | Executed
DC | Rowan | Mark Ritchie | 120/240 | Distribution | 5 SunPower E20/327 Solar Modules | 1.64 | Solar | Residential | 505 Timberlane Trail | Salisbury | NC | 28147 | Approved | NM-NC Net Metering | Carolinas | 2013-08-01 | Connected | Photovoltaic |  | 2 | Central | Single | 2013-06-11 | 2013-07-31 | 2013-06-11 | Executed
DC | Lake | Jeffrey Antilla | 120/240 | Distribution | Qty 26 (250 Watt) Yingli YL250P-29B Solar Panels | 6.5 | Solar | Residential | 337 Silver Maple Rd | Solar Power Groveland | FL | 34736 | Approved | NM-FL Net Metering | FL | 2015-02-05 | Connected | Photovoltaic |  | 5.53 | South Central | Single | 2015-01-28 |  | 2015-01-28 | Executed
DC |  | Jennifer Coulter |  |  |  | 1.25 | Solar | Residential | 124 Coppers Trail | Wilmington | NC | 11111 | Cancelled | NC NM-Net Metering for Renewable Energy Facilities | PEC Carolinas |  |  | Photovoltaic |  | 1 | Northern |  | 2012-10-18 |  |  | Cancelled
DC | Clermont | Jeffrey C Siereveld | 120/240 | Distribution | sixteen Suniva 260-W panels | 4.16 | Solar | Residential | 2201 State Route 222 | Bethel | OH | 45106 | Approved | Rider NM - Net Metering Rider - OH | OH/KY | 2013-11-21 | Connected | Photovoltaic |  | 6.8 | South | Single | 2013-11-15 |  | 2013-11-15 | Executed
DC | Orange | Jennifer E Weaver | 120/240 | Distribution | Qty 20 Rensola 255W Solar Panels | 5.1 | Solar | Residential | 323 W Queen St | Hillsborough | NC | 27278 | Approved | NM-NC Net Metering | Carolinas |  | Pending Meter Set | Photovoltaic |  | 5 | Northern | Single | 2015-05-21 | 2015-06-16 | 2015-05-21 | Open
DC | Volusia | Jeffrey Krob |  | Distribution |  | 4.92 | Solar | Residential | 2895 WILD PEPPER AVE | Deltona | FL | 32725 | Approved | NM-FL Net Metering | FL | 2011-04-05 | Connected | Photovoltaic |  | 4.182 | North Central |  | 2014-09-10 |  |  | Executed
DC | New Hanover | Jeffrey D. Smith | 120/240 | Distribution |  | 2.25 | Solar | Residential | 328 Okeechobee Road | Wilmington | NC | 28412 | Approved | NC NM-Net Metering for Renewable Energy Facilities | PEC Carolinas | 2011-01-01 | Connected | Photovoltaic |  | 1.8 | Eastern | Single | 2012-10-18 |  |  | Executed
DC | Rowan | Mark Ritchie | 120/240 | Distribution | 2 - 19 Sunpower SPR -335 Solar Modules | 12.73 | Solar | Residential | 505 Timberlane Trail | Salisbury | NC | 28147 | Approved | NM-NC Net Metering | Carolinas | 2013-08-01 | Connected | Photovoltaic |  | 12 | Central | Single | 2013-06-11 | 2013-07-31 | 2013-06-11 | Executed
DC | HAMILTON | JENNIFER GOMIEN | single |  | Fifteen 165-W Mitsubishi 165EB3 solar panels | 2.48 | Solar | Residential | 4141 JAMESTOWN | CINCINNATI | OH | 45205 | Approved | Rider NM - Net Metering Rider - OH | OH/KY | 2007-08-23 | Connected | Photovoltaic |  | 2.475 | Central | 120/240 |  |  |  | Executed
DC | Guilford | Mark Morawski | 120/240 | Distribution | 16 Suniva 250 Panels | 4 | Solar | Residential | 8505 Springbirch Terrace | Stokesdale | NC | 27357 | Approved | NM-NC Net Metering | Carolinas | 2013-04-02 | Connected | Photovoltaic |  | 4 | Northern | Single | 2013-03-19 | 2013-03-28 | 2013-03-19 | Executed
DC | LAKE | Jeffrey Gierman |  | Distribution |  | 6.72 | Solar | Residential | 152 BALMY COAST ROAD, SOLAR POWER | GROVELAND | FL | 34736 | Approved | NM-FL Net Metering | FL | 2013-09-18 | Connected | Photovoltaic |  | 5.712 | South Central |  | 2014-09-10 |  |  | Executed
DC | Macon | Mark Moore | 120/240 | Distribution | Qty 12 (265 Watt) LG265S1C-A3 | 3.18 | Solar | Residential | 56 Goode Acres Ln | Otto | NC | 28763 | Approved | NM-NC Net Metering | Carolinas | 2014-02-18 | Connected | Photovoltaic |  | 2.58 | Southern | Single | 2014-02-10 | 2014-02-17 | 2014-02-10 | Executed
DC | PASCO | Jeffrey Haller |  | Distribution |  | 6 | Solar | Residential | 3424 DIAMOND FALLS CIR | LAND O LAKES | FL | 34638 | Approved | NM-FL Net Metering | FL | 2013-12-10 | Connected | Photovoltaic |  | 5.1 | South Coastal |  | 2014-09-10 |  |  | Executed
DC | ORANGE | Jeffrey Hogan |  | Distribution |  | 10 | Solar | Residential | 3515 PAULETTE ST | APOPKA | FL | 32712 | Approved | NM-FL Net Metering | FL | 2014-01-24 | Connected | Photovoltaic |  | 8.5 | North Central |  | 2014-09-10 |  |  | Executed
DC | Transylvania | Mark McCarson | 120/240 | Distribution | Qty 24 Solar World SW 280 W Panels | 6.72 | Solar | Residential | 162 Peacock Ln | Penrose | NC | 28766 | Approved | NM-NC Net Metering | Carolinas | 2014-09-29 | Connected | Photovoltaic |  | 6 | Southern | Single | 2014-09-02 | 2014-09-23 | 2014-09-02 | Executed
DC | Wake | Jeffrey M. Garland | 120/240 | Distribution |  | 2.25 | Solar | Residential | 109 Yates Forest Lane | Raleigh | NC | 27603 | Approved | NC NM-Net Metering for Renewable Energy Facilities | PEC Carolinas | 2012-06-27 | Connected | Photovoltaic |  | 1.8 | Northern | Single | 2012-10-18 |  |  | Executed
| BUTLER | JENNIFER L. VEHORN | single |  |  |  |  | Residential | 5451 PINE VISTA CT | WEST CHESTER | OH | 45069 | Cancelled | Rider NM - Net Metering Rider - OH | OH/KY |  | Cancelled |  |  | 0 | South | 120/240 |  |  |  | Cancelled
DC | Oconee | Mark McCarson | 120/240 | Distribution | QTY 8 Sunmodule Plus 275 Watt Modules | 2.2 | Solar | Non-Residential | 23049 McDonald Point Rd | Seneca | SC | 29672 | Approved | NM-SC Net Metering | Carolinas | 2015-03-25 | Connected | Photovoltaic |  | 2 | Southern | Single | 2015-02-27 | 2015-03-20 | 2015-02-27 | Executed
DC | Pinellas | Jeffrey Myck |  | Distribution |  | 2.25 | Solar | Residential | 1124 MARINE STREET | CLERWATER | FL | 33755 | Approved | NM-FL Net Metering | FL | 2013-01-18 | Connected | Photovoltaic |  | 1.913 | South Coastal |  | 2014-09-10 |  |  | Executed
DC | Monroe | Jennifer Perry | 120/240 | Distribution | Qty 21 (280 Watt) SolarWorld Sunmodule SW 280 Solar Panels | 5.88 | Solar | Residential | 1021 Maxwell Ln E | Bloomington | IN | 47401 | Approved | Net Metering - Standard Contract Rider No. 57 | IN |  | Pending Meter Set | Photovoltaic |  | 5.88 | Northern | Single | 2015-06-03 |  | 2015-06-03 | Open
DC | Durham | Mark Kuhn | 120/240 | Distribution |  | 5.28 | Solar | Residential | 2821 Wade RD | Durham | NC | 27705 | Approved | NM-NC Net Metering | Carolinas | 2011-10-11 | Connected | Photovoltaic |  | 5.16 | Northern | Single | 2011-09-12 |  | 2011-09-12 | Executed
DC | Pinellas | Jeffrey Sherman |  | Distribution |  | 5.1 | Solar | Residential | 8209 32ND AVE N | ST. PETERSBURG | FL | 33710 | Approved | NM-FL Net Metering | FL | 2014-01-17 | Connected | Photovoltaic |  | 4.335 | South Coastal |  | 2014-09-10 |  |  | Executed
DC | Forsyth | Mark Jensen | 120/240 | Distribution | 18 Solar World SW250 | 4.5 | Solar | Residential | 5670 Lauren Acres Ct | Clemmons | NC | 27012 | Approved | NM-NC Net Metering | Carolinas | 2013-12-13 | Connected | Photovoltaic |  | 3.87 | Northern | Single | 2013-10-30 | 2013-12-18 | 2013-10-30 | Executed
DC | Henderson | Mark Jackson | 120/240 | Distribution | 17 STP240-20 solar Modules | 4.08 | Solar | Residential | 123 Morgan Creek Lot #29 | Saluda | NC | 28773 | Approved | NM-NC Net Metering | Carolinas | 2013-09-25 | Connected | Photovoltaic |  | 3.655 | Southern | 3-phase | 2013-03-04 | 2013-09-09 | 2013-03-04 | Executed
DC | Longview | Jensen Solar, LLC |  | Distribution | 17424 Trina TSM-285 PA14 PV module | 4965.84 | Solar | Non-Residential | 1080 Sullivan Rd | Walnut Cove | NC | 27052 | Cancelled | PP-N NC - Non-Hydroelectric Qualifying Facilities | Carolinas |  | Cancelled | Photovoltaic |  | 4000 | Northern |  | 2013-03-19 |  | 2013-03-19 | Cancelled
DC | Hamilton | Jeffrey S Waddell | 120/240 | Distribution | thirty-six 260-W Suniva Optimus solar panels | 9.36 | Solar | Residential | 1064 Holz | Cincinnati | OH | 45230 | Approved | Rider NM - Net Metering Rider - OH | OH/KY | 2013-09-19 | Connected | Photovoltaic |  | 7.74 | East | Single | 2013-09-11 |  | 2013-09-11 | Executed
DC | Henry | Jeffrey Sherman | 120/240 | Distribution | eighteen 290-W Helios 7T2 solar panels | 5.22 | Solar | Residential | 3434 W County Road 750 | Middletown | IN | 47356 | Approved | Net Metering - Standard Contract Rider No. 57 | IN | 2012-04-04 | Connected | Photovoltaic |  | 4.8 | Northern | Single | 2012-03-07 |  | 2012-03-07 | Executed
DC | HAMILTON | Jeremy Forte |  |  | twelve 175-W Suntech Black Label STP175S-24/Ab-1 solar panels | 2.1 | Solar | Residential | 3106 MCGILL LN | CINCINNATI | OH | 45241 | Approved | Rider NM - Net Metering Rider - OH | OH/KY | 2010-05-11 | Connected | Photovoltiac |  | 2.1 | Central |  |  |  |  | Executed
DC | Hamilton | Jeffrey W Bryant Jr | 120/240 | Distribution | fourteen 270-W Suniva Optimus OPT270-60-4-1B0 solar modules | 3.78 | Solar | Residential | 11640 Greenlawn | Cincinnati | OH | 45246 | Approved | Rider NM - Net Metering Rider - OH | OH/KY | 2014-09-12 | Connected | Photovoltaic |  | 3.5 | North | Single | 2014-09-05 |  | 2014-09-05 | Executed
DC | Orange | Mark J. Zylka | 120/240 | Distribution | 24 Lumos LSX 180-72M-B 180W Solar Modules | 4.32 | Solar | Residential | 120 Della Street | Chapel Hill | NC | 27516 | Approved | NM-NC Net Metering | Carolinas | 2012-10-26 | Connected | Photovoltaic |  | 4 | Northern | Single | 2012-08-21 | 2012-10-25 | 2012-08-21 | Executed
DC | Polk | Jeffrey Walker | 120/240 | Distribution | Qty 40Smerisolar 250W Solar Panels | 10 | Solar | Residential | 7160 Black Rd | Lake Wales | FL | 33898 | Approved | NM-FL Net Metering | FL | 2015-03-25 | Connected | Photovoltaic |  | 8.5 | South Central | Single | 2015-03-03 |  | 2015-03-03 | Executed
DC | HARNETT | Jeri Lynn Hilton | 120/240 |  |  | 5.5 | Solar | Residential | 2967 Rawls Church Road | Fuquay-Varina | NC | 27526 | Approved | NC CSP-Cogeneration and Small Power Producer-Sell All | PEC Carolinas | 2010-05-11 | Connected | Photovoltaic |  | 4.4 | Northern | Single | 2012-10-18 |  |  | Executed
DC | Davie | Mark Holshouser | 120/240 | Distribution | 24 Sunpower 327W Modules | 7.85 | Solar | Residential | 1510 NC Highway 801 N | Advance | NC | 27006 | Approved | SCG-NC Small Customer Generator Rider | Carolinas | 2012-10-11 | Connected | Photovoltaic |  | 7.848 | Northern | Single | 2012-07-18 | 2012-10-10 | 2012-07-18 | Executed
DC |  | Jeffrey Yegerlehner | 120/240 | Distribution | twelve Nusun Solar NS250P-6M 250W solar modules | 3 | Solar | Residential | 1215 105th St E | Indianapolis | IN | 46280 | Approved | Net Metering - Standard Contract Rider No. 57 | IN | 2012-10-22 | Connected | Photovoltaic |  | 2.58 | Northern | Single | 2012-08-17 |  | 2012-08-17 | Executed
DC | Union | Mark Edward Cheatham | 120/240 | Distribution |  | 2.94 | Solar | Residential | 4622 Harkey Rd | Waxhaw | NC | 28713 | Approved | SCG-NC Small Customer Generator Rider | Carolinas | 2010-10-27 | Connected | Photovoltaic |  | 2.94 | Central | Single | 2011-04-07 |  | 2010-10-20 | Executed
DC | Marion | Jerome Asner |  | Distribution |  | 5.04 | Solar | Residential | 9178 SW 102ND CIR | Ocala | FL | 34481 | Approved | NM-FL Net Metering | FL | 2010-05-17 | Cancelled | Photovoltaic |  | 4.284 | North Coastal |  | 2014-09-10 |  |  | Cancelled
DC | Alamance | Jerome M. Levit | 120/240 | Distribution |  | 2 | Solar | Residential | 4371 Russell Rd | Graham | NC | 27253 | Approved | PP-N NC - Non-Hydroelectric Qualifying Facilities | Carolinas | 2008-09-30 | Superseded | Photovoltaic | Levit PV Installation | 2 | Northern | Single | 2011-04-07 |  | 2008-04-11 | Superceded
DC | Warren | Jenifer Kirby | 120/240 | Distribution | six Blue Carbon Technology BCT-235 solar modules | 1.4 | Solar | Residential | 802 Martha Drive | Franklin | OH | 45005 | Approved | Rider NM - Net Metering Rider - OH | OH/KY | 2013-11-26 | Connected | Photovoltaic |  | 1.4 | North | Single | 2013-10-24 |  | 2013-10-24 | Executed
DC | Lake | Jennette Bruzzese | 120/240 | Distribution | Qty 40 (250 Watt) AS-6P30-250W Solar Panels | 10 | Solar | Residential | 820 Willow Oak Loop | Minneola | FL | 34715 | Approved | NM-FL Net Metering | FL | 2015-01-23 | Connected | Photovoltaic |  | 8.5 | South Central | Single | 2015-01-19 |  | 2015-01-19 | Executed
DC | Pinellas | Jennie Flanagan |  | Distribution |  | 9.18 | Solar | Residential | 2018 80TH ST N | St Petersburg | FL | 33710 | Approved | NM-FL Net Metering | FL | 2013-01-24 | Connected | Photovoltaic |  | 7.803 | South Coastal |  | 2014-09-10 |  |  | Executed
DC | Pinellas | Jennifer A Denny | 120/240 | Distribution | Renesola | 2 | Solar | Residential | 4140 8th Ave N | St. Petersburg | FL | 33713 | Approved | NM-FL Net Metering | FL | 2014-10-15 | Connected | Photovoltaic |  | 1.7 | South Coastal | Single | 2014-10-12 |  | 2014-10-12 | Executed
DC | Burke | Jerry E. Maldonado | 120/240 | Distribution |  | 2.63 | Solar | Residential | 2094 Starboard Ln Lot#253 | Connellys Springs | NC | 28612 | Cancelled | NM-NC Net Metering | Carolinas |  |  | Photovoltaic |  | 2.63 | Central | Single | 2011-05-16 |  | 2011-05-06 | Cancelled
DC |  | Jennifer B. Johnson | 120/240 | Distribution | Qty 4 Q Pro-G3/250watts, Solar Panels | 1 | Solar | Residential | 8494 Lake Amhurst Trl | Orlando | FL | 32829 | Approved | NM-FL Net Metering | FL | 2015-06-03 | Connected | Photovoltaic |  | 0.85 | South Central | Single | 2015-05-29 |  | 2015-05-29 | Executed
DC | Rowan | Mark E. Helms | 120/240 | Distribution |  | 1.7 | Solar | Residential | 3735 Dougherty Rd | China Grove | NC | 28023 | Approved | SCG-NC Small Customer Generator Rider | Carolinas | 2007-02-22 | Connected | Photovoltaic |  | 1.7 | Central | Single | 2011-04-07 |  | 2007-02-05 | Executed
DC | Burke | Jerry E. Maldonado | 120/240 | Distribution | Qty 32 Axitec 250W Solar Panels | 8 | Solar | Residential | 2094 Starboard Ln Lot#253 | Connellys Springs | NC | 28612 | Pending | NM-NC Net Metering | Carolinas |  | Pending | Photovoltaic |  | 6.88 | Central | Single | 2015-05-11 |  | 2015-05-14 | Open
DC | CHATHAM | Jerry F. Braxton | 120/240 |  |  | 4.53 | Solar | Residential | 235 Mitchell's Chapel Road | Pittsboro | NC | 27312 | Approved | NC CSP-Cogeneration and Small Power Producer-Sell All | PEC Carolinas | 2010-12-06 | Connected | Photovoltaic |  | 3.62 | Northern | Single | 2012-10-18 |  |  | Executed
DC | CLERMONT | JERRY FRALEY | single |  | six 175-W Sharp NT175-U1 solar panels | 1.05 | Solar | Residential | 4477 AICHOLTZ RD | CINCINNATI | OH | 45245 | Approved | Rider NM - Net Metering Rider - OH | OH/KY | 2010-05-11 | Connected | Photovoltaic |  | 1.05 | East | 120/240 |  |  |  | Executed
DC | Orange | Mark E Peters | 120/240 | Distribution | Qty 17 (327 Watt) SPR-327NE-WHT-D | 5.56 | Solar | Residential | 104 Grainger LN | Chapel Hill | NC | 27514 | Approved | NM-NC Net Metering | Carolinas | 2012-11-21 | Connected | Photovoltaic |  | 5.56 | Northern | Single | 2012-11-05 | 2012-11-20 | 2012-11-05 | Executed
DC | Hamilton | Jennifer Carrle |  | Distribution | twenty-four Talesun 245-W TP660M solar panels | 5.88 | Solar | Residential | 5056 Twinbrook Ct. | Cincinnati | OH | 45242 | Approved | Rider NM - Net Metering Rider - OH | OH/KY | 2013-11-07 | Connected | Photovoltaic |  | 5.76 | South | Single | 2013-10-02 |  | 2013-10-02 | Executed
DC | Orange | Jennifer Dubin | 120/240 | Distribution |  | 5.52 | Solar | Residential | 5425 WALSH POND CT | Windermere | FL | 34786 |  | NM-FL Net Metering | FL | 2014-12-18 | Connected | Photovoltaic |  | 4.692 | South Central | Single | 2015-01-29 |  |  | Executed
DC | Pinellas | Jennifer Plouffe |  | Distribution |  | 6.6 | Solar | Residential | 635 EUNICE DR | TARPON SPRINGS | FL | 34689 | Approved | NM-FL Net Metering | FL | 2014-05-20 | Connected | Photovoltaic |  | 5.61 | South Coastal |  | 2014-09-10 |  |  | Executed
DC | Monroe | Jennifer Fleissner & Joshua Kates | 120/240 | Distribution | twenty-four 260-W ET-P660260WW solar panels | 6.24 | Solar | Residential | 4879 Heritage Woods Rd. E | Bloomington | IN | 47401 | Approved | Net Metering - Standard Contract Rider No. 57 | IN | 2015-06-05 | Connected | Photovoltaic |  | 5.712 | Southern | Single | 2015-04-15 |  | 2015-04-15 | Executed
DC | Greenville | Mark E Batory | 120/240 | Distribution | Qty 52 (225 Watt) Topoint Solar JTM225-60P | 11.7 | Solar | Residential | 129 Nature Trl | Greenville | SC | 29609 | Approved | NM-SC Net Metering | Carolinas | 2014-10-16 | Connected | Photovoltaic |  | 10 | Southern | Single | 2014-10-01 | 2014-10-13 | 2014-10-01 | Executed
DC | Hamilton | Jerry Rulon | 120/240 | Distribution | One hundred twelve 250-W SolarWorld Sunmodule Plus SW250 solar panels | 28 | Solar | Residential | 9990 256th ST E | Cicero | IN | 46034 | Pending | Net Metering - Standard Contract Rider No. 57 | IN |  | Pending | Photovoltaic |  | 24.08 | Northern | Single | 2015-05-14 |  | 2015-05-14 | Open
DC | Spartanburg | Mark Christian Hall | 120/240 | Distribution | Qty 11 (235 Watt) Westinghouse Solar Panels | 2.59 | Solar | Residential | 1099 Springfield Rd | Spartanburg | SC | 29316 | Approved | NM-SC Net Metering | Carolinas | 2012-11-19 | Connected | Photovoltaic |  | 2.85 | Southern | Single | 2012-11-01 | 2012-11-13 | 2012-11-01 | Executed
DC | BUNCOMBE | Jerry Sullivan | 120/240 |  |  | 6.25 | Solar | Residential | PO Box 245 | Alexander | NC | 28701 | Approved | NC CSP-Cogeneration and Small Power Producer-Sell All | PEC Carolinas | 2011-09-20 | Connected | Photovoltaic |  | 5 | Western | Single | 2012-10-18 |  |  | Executed
DC | Citrus | Jennifer Hanks |  | Distribution |  | 4.62 | Solar | Residential | 282 N BRIGHTON RD | Lecanto | FL | 34461 | Approved | NM-FL Net Metering | FL | 2009-12-10 | Connected | Photovoltaic |  | 3.927 | North Coastal |  | 2014-09-10 |  |  | Executed
DC |  | Jesse Harris | 120/240 |  | ten Suniva OPTXXX-60-4-1B0 250-W solar modules | 2.5 | Solar | Residential | 1278 McGuffey Lane | Batavia | OH | 45103 | Approved | Rider NM - Net Metering Rider - OH | OH/KY | 2013-01-14 | Connected | Photovoltaic |  | 2.15 | North |  | 2012-12-19 |  | 2012-12-19 | Executed
DC | McDowell | Mark C Byrd | 120/240 | Distribution | Qty 12 Solar World SW 280 Solar Panels | 3.36 | Solar | Residential | 2034 Toms Creek Rd | Marion | NC | 28752 | Approved | NM-NC Net Metering | Carolinas | 2014-11-05 | Connected | Photovoltaic |  | 3.36 | Central | Single | 2014-06-12 | 2014-10-07 | 2014-06-12 | Executed
DC | Monroe | Jennifer L Bass | 120/240 | Distribution | Fifteen Kyocera 235w Solar Panels | 3.53 | Solar | Residential | 1217 E 1st St | Bloomington | IN | 47401 | Approved | Net Metering - Standard Contract Rider No. 57 | IN | 2011-09-02 | Connected | Photovoltaic |  | 2.85 | Southern | Single | 2011-07-29 |  | 2011-07-29 | Executed
DC | Greenville | Mark and Kristie Ells | 120/240 | Distribution | QTY 76 Peimar 250 Watt Modules | 19 | Solar | Residential | 37 Dolce Vita Ct | Greenville | SC | 29615 | Approved | NM-SC Net Metering | Carolinas | 2015-03-31 | Connected | Photovoltaic |  | 17.52 | Southern | Single | 2015-03-03 | 2015-03-27 | 2015-03-03 | Executed
DC | Rowan | Jesusa R Cabagnot | 120/240 | Distribution | Qty 8 QCELLS 250W Solar Panels | 2 | Solar | Residential | 450 Cabagnot Ln | Salisbury | NC | 28144 | Pending | NM-NC Net Metering | Carolinas |  | Pending | Photovoltaic |  | 1.72 | Central | Single | 2015-06-16 |  | 2015-06-16 | Open
DC | Person | Jewel Solar LLC |  | Distribution | Qty 8,667 Canadian Solar CS6X-300P | 2600.1 | Solar | Non-Residential | 11 Jewel Wrenn Rd | Roxboro | NC | 27573 | Cancelled |  | PEC Carolinas |  | Cancelled | Photovoltaic |  | 2400 | Northern | 3-phase | 2014-12-22 |  | 2014-12-22 | Cancelled
DC | Alachua | Jennifer Rex |  | Distribution |  | 4.8 | Solar | Residential | 17904 SE 59th St | Micanopy | FL | 32667 | Approved | NM-FL Net Metering | FL | 2009-01-08 | Connected | Photovoltaic |  | 4.08 | North Coastal |  | 2014-09-10 |  |  | Executed
DC | ORANGE | Jennifer Sheridan |  | Distribution |  | 13.23 | Solar | Residential | 13155 BELLARIA CIR, SOLAR POWER | WINDERMERE | FL | 34786 | Approved | NM-FL Net Metering | FL | 2013-10-10 | Connected | Photovoltaic |  | 11.246 | South Central |  | 2014-09-10 |  |  | Executed
DC | Orange | Mark A. Powers | 120/240 | Distribution | Qty 12 (200 Watt) GEPVp-200-MS Solar Panels | 2.4 | Solar | Residential | 14 Sweetbriar Ln | Chapel Hill | NC | 27514 | Approved | NM-NC Net Metering | Carolinas | 2013-11-13 | Connected | Photovoltaic |  | 2.4 | Northern | Single | 2013-08-19 | 2013-11-11 | 2013-08-19 | Executed
DC | Rowan | Mark A Clodfelter | 120/240 | Distribution | qty 12: Renesola Virtus II 250W solar panels | 3 | Solar | Residential | 405 Haney St | China Grove | NC | 28023 | Approved | NM-NC Net Metering | Carolinas | 2015-06-10 | Connected | Photovoltaic |  | 2.58 | Central | Single | 2015-04-28 | 2015-06-08 | 2015-04-28 | Executed
DC | CLERMONT | JENNIFER R. CLARK | 120/240 | Distribution | six 175-W Suntech Black Label 175S-24/Ab-1 solar panels | 1.05 | Solar | Residential | 1605 ST RT 133 | BETHEL | OH | 45106 | Approved | Rider NM - Net Metering Rider - OH | OH/KY | 2011-01-27 | Connected | Photovoltaic |  | 1.05 | East | Single | 2011-05-10 |  | 2011-05-10 | Executed
DC | Wake | Jennifer R Snyder | 120/240 | Distribution | 16 250 W R | 4 | Solar | Residential | 522 Kirby St | Raleigh | NC | 27606 | Approved | NC NM-Net Metering for Renewable Energy Facilities | PEC Carolinas | 2015-02-13 | Connected | Photovoltaic |  | 3.08 | Northern | Single | 2014-12-11 |  | 2014-12-11 | Executed
DC | Laurens | Mark Beyerl | 120/240 | Distribution | 40 Canadian Solar 230 W panels | 9.2 | Solar | Residential | 368 Sweetbriar Road | Gray Court | SC | 29645 | Approved | NM-SC Net Metering | Carolinas | 2013-04-12 | Connected | Photovoltaic |  | 8.6 | Southern | Single | 2013-04-01 | 2013-04-08 | 2013-04-01 | Executed
DC |  | Jennings County Public Library | 120/240 | Distribution | 500 Yingli 245-W YL245P-29b & 150 SunPower 435-W E20 435 modules - 650total | 187.75 | Solar | Non-Residential | 2375 State Highway 3 N | N Vernon | IN | 47265 | Approved | Net Metering - Standard Contract Rider No. 57 | IN | 2014-07-22 | Connected | Photovoltaic |  | 180 | Central | Single | 2014-05-29 |  | 2014-05-29 | Executed
DC | Seminole | Jere Mammino |  | Distribution |  | 10 | Solar | Residential | 753 BEAR CREEK CIR | Winter Springs | FL | 32708 | Approved | NM-FL Net Metering | FL | 2009-09-15 | Connected | Photovoltaic |  | 8.5 | North Central |  | 2014-09-10 |  |  | Executed
DC | Pinellas | Jim Hartley |  | Distribution |  | 51 | Solar | Non-Residential | 4200 4TH ST N *STE 1 | ST. PETERSBURG | FL | 33703 | Approved | NM-FL Net Metering | FL | 2013-08-21 | Cancelled | Photovoltaic |  | 43.35 | South Coastal | Single | 2014-09-10 |  |  | Cancelled
DC | Orange | Marilyn M. Norfolk | 120/240 | Distribution |  | 5.4 | Solar | Residential | 1030 Torrey Pines Pl | Chapel Hill | NC | 27517 | Approved | PP-N NC - Non-Hydroelectric Qualifying Facilities | Carolinas | 2009-11-12 | Connected | Photovoltaic | Norfolk PV Installation | 5 | Northern | Single | 2011-04-07 |  | 2008-12-17 | Executed
DC | Bedford | Jeremy J Kolaks | 120/240 | Distribution | twelve 285-W SolarWorld Sunmodule SW285 solar modules | 3.42 | Solar | Residential | 130 Rockwood Dr | Bedford | IN | 47421 | Approved | Net Metering - Standard Contract Rider No. 57 | IN | 2015-04-14 | Connected | Photovoltaic |  | 3 | Southern | Single | 2015-03-13 |  | 2015-03-13 | Executed
DC | VANCE | Jim Sherrer | 120/240 |  |  | 3.75 | Solar | Residential | 3194 Satterwhite Pointe Rd. | Henderson | NC | 27537 | Approved | NC CSP-Cogeneration and Small Power Producer-Sell All | PEC Carolinas | 2011-08-01 | Connected | Photovoltaic |  | 3 | Northern | Single | 2012-10-18 |  |  | Executed
DC | Moore | Jeremy P and Kelly Bloniasz | 120/240 | Distribution | Qty 26 (270 Watt) LG270S1C-B3 Solar Panels | 7.02 | Solar | Residential | 260 Henry Ln | Vass | NC | 28394 | Approved | NC NM-Net Metering for Renewable Energy Facilities | PEC Carolinas | 2015-03-17 | Connected | Photovoltaic |  | 6.24 | Southern | Single | 2014-10-30 |  | 2014-10-30 | Executed
DC |  | Jimbo Solar |  | Distribution | 21780 Trina TSM-285 PA14 Panels | 6207 | Solar | Non-Residential | 488 Miller Chapel Road | Reidsville | NC | 27320 | Cancelled | PP-N NC - Non-Hydroelectric Qualifying Facilities | Carolinas |  | Cancelled | Photovoltaic |  | 5000 | Northern | 3-phase | 2013-05-20 |  | 2013-05-20 | Cancelled
DC | Scotland | Jimmy Howard Caulder | 120/240 | Distribution | Qty 8 Sunmodule 275W Solar Panels | 2.2 | Solar | Residential | 10425 X-Way Rd | Laurinburg | NC | 28352 | Pending | NC NM-Net Metering for Renewable Energy Facilities | PEC Carolinas |  | Pending | Photovoltaic |  | 1.72 | Southern | Single | 2015-04-15 |  | 2015-04-15 | Open
DC | Seminole | Jeremy Snook | 120/240 | Distribution | Qty 39 Qcell 260W solar panels | 10.14 | Solar | Residential | 242 Main Rd | Lake Mary | FL | 32746 | Approved | NM-FL Net Metering | FL | 2015-03-27 | Connected | Photovoltaic |  | 8.619 | North Central | Single | 2015-03-20 |  | 2015-03-20 | Executed
DC | Orange | Jerome Dunn |  | Distribution |  | 5.5 | Solar | Residential | 4848 Big Oaks Ln | Orlando | FL | 32806 | Approved | NM-FL Net Metering | FL | 2009-01-30 | Connected | Photovoltaic |  | 4.675 | South Central |  | 2014-09-10 |  |  | Executed
DC | ORANGE | Jerome Horonzy |  | Distribution |  | 5.1 | Solar | Residential | 812 WHITE RIVER DR | ORLANDO | FL | 32828 | Approved | NM-FL Net Metering | FL | 2014-07-21 | Connected | Photovoltaic |  | 4.335 | South Central |  | 2014-09-10 |  |  | Executed
DC | Seminole | Jerome Vick |  | Distribution |  | 7.38 | Solar | Residential | 801 LAKE CHARM DR | Oviedo | FL | 32765 | Approved | NM-FL Net Metering | FL | 2011-06-30 | Connected | Photovoltaic |  | 6.273 | North Central |  | 2014-09-10 |  |  | Executed
DC | Orange | Marilyn M. Norfolk | 120/240 | Distribution |  | 5.4 | Solar | Residential | 1030 Torrey Pines Pl | Chapel Hill | NC | 27517 | Approved | NM-NC Net Metering | Carolinas | 2014-12-11 | Connected | Photovoltaic |  | 5 | Northern | Single | 2014-08-06 | 2014-12-10 | 2014-08-06 | Executed
DC | Orange | Jerome P. Karsten | 120/240 | Distribution | Qty 10 Avitec AC-250P156-60S, 250watts Solar Panels | 2.5 | Solar | Residential | 3871 Yothers Rd | Apopka | FL | 32712 | Approved | NM-FL Net Metering | FL | 2015-04-27 | Connected | Photovoltaic |  | 2.125 | North Central | Single | 2015-04-22 |  | 2015-04-22 | Executed
DC | Volusia | Jerome Danoff |  | Distribution |  | 5.28 | Solar | Residential | 383 WALROCK ST | DEBARY | FL | 32713 | Approved | NM-FL Net Metering | FL | 2012-08-10 | Connected | Photovoltaic |  | 4.488 | North Central |  | 2014-09-10 |  |  | Executed
DC | Lake | Jerome Sanfilippo | 120/240 | Distribution | Qty 27 Canadian CS6P 255w solar panels | 6.89 | Solar | Residential | 77 Bayou Bend Rd, Solar Power | Groveland | FL | 34736 | Approved | NM-FL Net Metering | FL | 2015-05-06 | Connected | Photovoltaic |  | 5.85 | South Central | Single | 2015-04-21 |  | 2015-04-21 | Executed
DC | Mecklenburg | Marie A Hassel | 120/240 | Distribution |  | 6.75 | Solar | Residential | 1832 Cross Point Road | Matthews | NC | 28105 | Approved | SCG-NC Small Customer Generator Rider | Carolinas | 2011-11-08 | Connected | Photovoltaic |  | 6.75 | Central | Single | 2011-08-05 |  | 2011-08-05 | Executed
DC | MARION | Jerry Cheney |  | Distribution |  | 6.36 | Solar | Residential | 8520 SE 175TH CT | OCKLAWAHA | FL | 32179 | Approved | NM-FL Net Metering | FL | 2014-06-06 | Connected | Photovoltaic |  | 5.406 | North Coastal |  | 2014-09-10 |  |  | Executed
DC | Johnston | Joan F McKay | 120/240 | Distribution | Qty 12 (270 Watt) | 3.24 | Solar | Residential | 522 Tralee Dr | Smithfield | NC | 27577 | Cancelled | NC NM-Net Metering for Renewable Energy Facilities | PEC Carolinas |  | Cancelled | Photovoltaic |  | 2.49 | Northern | Single | 2014-11-13 |  | 2014-11-13 | Cancelled
DC |  | Jerry Friemoth | 120/240 | Distribution | Eight 240 Watt Sharp Solar Panels | 1.92 | Solar | Residential | 5930 Pandora Ave | Cincinnati | OH | 45213 | Approved | Rider NM - Net Metering Rider - OH | OH/KY | 2011-10-05 | Connected | Photovoltaic |  | 1.72 | South | Single | 2011-09-27 |  | 2011-09-27 | Executed
DC | Pasco | Joan Hornbuckle | 120/240 | Distribution | Qty 20 Canadian 260W Solar Panels | 5.2 | Solar | Residential | 7801 Arms Dr | Zephyrhills | FL | 33540 | Pending | NM-FL Net Metering | FL |  | Pending | Photovoltaic |  | 4.42 | South Coastal | Single | 2015-06-16 |  | 2015-06-16 | Open
DC | VOLUSIA | Joan Leyde |  | Distribution |  | 5 | Solar | Residential | 2234 BANBURY AVE | DELTONA | FL | 32725 | Approved | NM-FL Net Metering | FL | 2014-01-08 | Cancelled | Photovoltaic |  | 4.25 | North Central |  | 2014-09-10 |  |  | Cancelled
DC | Orange | Joan Magat | 120/240 | Distribution | Qty 42 Rensola 255W Solar Panels | 10.71 | Solar | Residential | 6411 Mimosa Dr | Chapel Hill | NC | 27514 | Pending | NM-NC Net Metering | Carolinas |  | Pending | Photovoltaic |  |  | Northern | Single | 2015-06-17 |  | 2015-06-17 | Open
DC | Forsyth | Marianne Zukic | 120/240 | Distribution | QTY 5 Rene Sola Virtus II 250W Modules | 1.25 | Solar | Residential | 104 Duxbury CT | Clemmons | NC | 27012 | Approved | NM-NC Net Metering | Carolinas | 2014-11-26 | Connected | Photovoltaic |  | 1.075 | Northern | Single | 2014-09-29 | 2014-11-07 | 2014-09-29 | Executed
DC | Alamance | Marian Louise Blecker | 120/240 | Distribution |  | 2.1 | Solar | Residential | 635 Matthew Ct | Graham | NC | 27253 | Approved | SCG-NC Small Customer Generator Rider | Carolinas | 2009-10-20 | Connected | Photovoltaic |  | 2.1 | Northern | Single | 2011-04-07 |  | 2009-10-13 | Executed
DC |  | Jerry Hancock | 120/240 | Distribution | eight 175-W Westinghouse AC-175 solar panels | 1.4 | Solar | Residential | 494 Shannon Lane | Cincinnati | OH | 45255 | Approved | Rider NM - Net Metering Rider - OH | OH/KY | 2011-05-24 | Connected | Photovoltaic |  | 1.4 | South | Single | 2011-05-12 |  | 2011-05-12 | Executed
DC | BUNCOMBE | JoAnn Goddard | 120/240 |  |  | 5 | Solar | Residential | 372 Webb Cove Road | Asheville | NC | 28804 | Approved | NC CSP-Cogeneration and Small Power Producer-Sell All | PEC Carolinas | 2012-06-05 | Connected | Photovoltaic |  | 4 | Western | Single | 2012-10-18 |  |  | Executed
DC | Anderson | Marian Charlene Duvall | 120/240 | Distribution | Qty 6: 280W Mono X Solar Panels | 1.68 | Solar | Residential | 141 Hollywood Dr | Piedmont | SC | 29673 | Approved | NM-SC Net Metering | Carolinas | 2015-02-27 | Connected | Photovoltaic |  | 1.5 | Southern | Single | 2014-12-17 | 2015-02-25 | 2014-12-17 | Executed
DC | ORANGE | Jerry Pond |  | Distribution |  | 10.78 | Solar | Residential | 9213 MCDAVID CT | WINDERMERE | FL | 34786 | Approved | NM-FL Net Metering | FL | 2014-01-06 | Connected | Photovoltaic |  | 9.163 | South Central |  | 2014-09-10 |  |  | Executed
DC | Orange | Marian and Stefan Anders | 120/240 | Distribution | QTY 12: Suniva OPT 60 - 255 | 3.06 | Solar | Residential | 221 Crawford Rd | Hillsborough | NC | 27278 | Approved | NM-NC Net Metering | Carolinas | 2013-09-26 | Connected | Photovoltaic |  | 2.58 | Northern | Single | 2013-08-27 | 2013-09-23 | 2013-08-27 | Executed
DC | Lake | Jerry Yates | 120/240 | Distribution | Qty 12 Canadian Solar#CS6P-255px Solar Panels | 3.06 | Solar | Residential | 73 Bayou Bend Rd | Groveland | FL | 34736 | Approved | NM-FL Net Metering | FL | 2015-03-05 | Connected | Photovoltaic |  | 2.6 | South Central | Single | 2015-02-17 |  | 2015-02-17 | Executed
DC |  | Jesse L Ashcraft | 120/240 | Distribution | 22 (240 Watt) Sharp ND-240QCJ Solar Panels | 5.28 | Solar | Residential | 40 Arcadia Ave | Lakeside Park | KY | 41017 | Approved | Rider NM - Net Metering Rider - KY | OH/KY | 2012-06-14 | Connected | Photovoltaic |  | 5 | South | Single | 2012-06-01 |  | 2012-06-01 | Executed
DC | Orange | Jessica Stephenson | 120/240 | Distribution | Qty 32 Solar World 285W Solar Panels | 9.12 | Solar | Residential | 40717 Winken Ln | Umatilla | FL | 32784 | Approved | NM-FL Net Metering | FL | 2015-05-18 | Connected | Photovoltaic |  | 7.752 | North Central | Single | 2015-05-01 |  | 2015-05-01 | Executed
DC | Orange | Maria Ester Blanco and William C Black | 120/240 | Distribution | Qty 16 (245 Watt) Bosch Solar C-Si M 60 245Wp | 3.92 | Solar | Residential | 211 Longwood Dr | Chapel Hill | NC | 27514 | Approved | NM-NC Net Metering | Carolinas | 2013-06-10 | Connected | Photovoltaic |  | 3.6 | Northern | Single | 2013-05-01 | 2013-06-05 | 2013-05-01 | Executed
DC | Pinellas | Jewell Christie | 120/240 | Distribution | Phono Solar | 1 | Solar | Residential | 526 19TH AVE NE | St. Petersburg | FL | 33704 | Approved | NM-FL Net Metering | FL | 2015-01-15 | Connected | Photovoltaic |  | 0.85 | South Coastal | Single | 2014-12-21 |  | 2014-12-21 | Executed
DC | WAKE | Jiger Thakore | 120/240 | Distribution | QTY 7 MOTECH 250 BLACK SERIES MODULES | 1.75 | Solar | Residential | 141 Anita Way | Cary | NC | 27513 | Approved | NC NM-Net Metering for Renewable Energy Facilities | PEC Carolinas | 2014-01-13 | Connected | Photovoltaic |  | 1.5 | Northern | Single | 2013-12-03 |  | 2013-12-03 | Executed
DC | Volusia | Jill Rubin |  | Distribution |  | 3 | Solar | Residential | 137 BIRCHMONT DR | Deland | FL | 32724 | Approved | NM-FL Net Metering | FL | 2009-07-02 | Connected | Photovoltaic |  | 2.55 | North Central |  | 2014-09-10 |  |  | Executed
DC | LAKE | Jill Kolloff |  | Distribution |  | 6.25 | Solar | Residential | 387 SILVER MAPLE RD, SOLAR PWR | GROVELAND | FL | 34736 | Approved | NM-FL Net Metering | FL | 2014-03-20 | Connected | Photovoltaic |  | 5.313 | South Central |  | 2014-09-10 |  |  | Executed
DC | Seminole | Jill Brown |  | Distribution |  | 2.07 | Solar | Residential | 402 BOXWOOD CIR | WINTER SPRINGS | FL | 32708 | Approved | NM-FL Net Metering | FL | 2012-02-10 | Connected | Photovoltaic |  | 1.76 | North Central |  | 2014-09-10 |  |  | Executed
DC | Wake | Margaret L Jemison | 120/240 | Distribution | Qty 12 250W REC Solar Panels | 3 | Solar | Residential | 1409 Pinecrest Rd | Durham | NC | 27705 | Approved | NM-NC Net Metering | Carolinas | 2014-08-06 | Connected | Photovoltaic |  | 2.31 | Northern | Single | 2014-07-08 | 2014-08-01 | 2014-07-08 | Executed
DC | Orange | Margaret D Casey | 120/240 | Distribution | Qty 23 275W LG275S1C Solar Panels | 6.32 | Solar | Residential | 60105 Davie | Chapel Hill | NC | 27517 | Approved | NM-NC Net Metering | Carolinas | 2014-07-29 | Connected | Photovoltaic |  | 4.866 | Northern | Single | 2014-07-01 | 2014-07-25 | 2014-07-01 | Executed
DC | Mecklenburg | Margaret Ann Aitken and Tom McCawley | 120/240 | Distribution | Qty 16 SolarWorld 250W Solar Panels | 4 | Solar | Residential | 3357 Willow Oak Rd | Charlotte | NC | 28209 | Approved | NM-NC Net Metering | Carolinas | 2014-12-08 | Connected | Photovoltaic |  | 4 | Central | Single | 2014-11-05 | 2014-12-03 | 2014-11-05 | Executed
DC | Lake | Jim Hargreaves | 120/240 | Distribution |  | 7 | Solar | Residential | 320 SALT MARSH LN, SOLAR PWR | Groveland | FL | 34736 | Approved | NM-FL Net Metering | FL | 2014-11-18 | Connected | Photovoltaic |  | 5.95 | South Central | Single | 2014-11-13 |  | 2014-11-13 | Executed
DC | Buncombe | Joe Kasben | 120/240 | Distribution |  | 1.96 | Solar | Residential | 31 Governor Thomson Ter | Weaverville | NC | 28787 | Pending | NC NM-Net Metering for Renewable Energy Facilities | PEC Carolinas |  | Pending | Photovoltaic |  | 1.51 | Western | Single | 2015-01-07 |  | 2015-01-07 | Open
DC | Pinellas | Jim Hartley |  | Distribution |  | 23.4 | Solar | Non-Residential | 4200 4TH ST N *STE 1 | ST. PETERSBURG | FL | 33703 | Approved | NM-FL Net Metering | FL | 2014-01-09 | Connected | Photovoltaic |  | 19.89 | South Coastal |  | 2014-09-10 |  |  | Executed
AC | Butler | Joe Longworth | 120/240 | Distribution | two Skystream 3.7 turbines with built-in inverter | 3.6 | Wind | Residential | 4581 Garver Elliott Rd | Oxford | OH | 45056 | Pending | Rider NM - Net Metering Rider - OH | OH/KY |  | Pending | Turbine |  | 3.6 | North | Single | 2015-06-02 |  | 2015-06-02 | Open
DC | HAMILTON | JOE PIERCE | single |  | twenty-four 195-W solar panels | 4.68 | Solar | Residential | 7024 MONONGAHELA DR | CINCINNATI | OH | 45244 | Approved | Rider NM - Net Metering Rider - OH | OH/KY | 2009-08-11 | Connected | Photovoltaic |  | 4 | Central | 120/240 |  |  |  | Executed
DC |  | Jim Schultz | 120/240 | Distribution | fifty-four 260-W Suniva OPT260-60-4-1B0 solar panels | 14.04 | Solar | Residential | 8558 Holiday Hills Dr | Cincinnati | OH | 45255 | Approved | Rider NM - Net Metering Rider - OH | OH/KY | 2013-07-19 | Connected | Photovoltaic |  | 11.61 | East | Single | 2013-07-15 |  | 2013-07-15 | Executed
DC | Wake | Jim Sopko | 120/240 | Distribution | Qty 12 GreatTriplex 250W Modules | 3 | Solar | Residential | 2044 Weaverline Dr | Fuquay Varina | NC | 27526 | Approved | NM-NC Net Metering | PEC Carolinas | 2014-01-22 | Connected | Photovoltaic |  | 2.58 | Northern | Single | 2013-11-14 |  | 2013-11-14 | Executed
DC |  | Joel Cornette |  |  |  | 2.15 | Solar | Residential | 4600 Forestville Road | Raleigh | NC | 11111 | Cancelled | NC NM-Net Metering for Renewable Energy Facilities | PEC Carolinas |  |  | Photovoltaic |  | 1.72 | Northern |  | 2012-10-18 |  |  | Cancelled
DC | ORANGE | Margaret A Hauth | 120/240 | Distribution | Qty 14 REC 255W Solar Panels | 3.56 | Solar | Residential | 524 Central Ave | Hillsborough | NC | 27278-2004 | Approved | NM-NC Net Metering | Carolinas | 2015-02-03 | Connected | Photovoltaic |  | 3.56 | Northern | Single | 2014-12-18 | 2015-01-26 | 2014-12-18 | Executed
DC | Durham | Marc E. Roth | 120/240 | Distribution | QTY: 12 Silvantis F260 | 3.12 | Solar | Residential | 106 Millingport Ct. | Chapel Hill | NC | 27517 | Approved | NM-NC Net Metering | Carolinas | 2014-03-25 | Connected | Photovoltaic |  | 3 | Northern | Single | 2013-12-03 | 2014-03-19 | 2013-12-03 | Executed
DC | Rowan | J L Hager | 120/240 | Distribution |  | 4.14 | Solar | Residential | 555 Bonanza Dr | Salisbury | NC | 28144 | Approved | PP-N NC - Non-Hydroelectric Qualifying Facilities | Carolinas | 2008-09-23 | Cancelled | Photovoltaic | Hager PV Installation | 4 | Central | Single | 2011-04-07 | 2014-03-04 | 2008-09-04 | Cancelled
DC | Spartanburg | Manfred Lewis | 120/240 | Distribution | SolarWorld sw260 mono | 1.04 | Solar | Residential | 571 Thron Cove Dr | Chesnee | SC | 29323 | Approved | NM-SC Net Metering | Carolinas | 2013-05-13 | Connected | Photovoltaic |  | 0.86 | Southern | Single | 2013-05-01 | 2013-05-08 | 2013-05-01 | Executed
DC | Pinellas | John Bell |  | Distribution |  | 5 | Solar | Residential | 500 LEWIS BLVD SE | ST. PETERSBURG | FL | 33705 | Approved | NM-FL Net Metering | FL | 2012-03-20 | Superseded | Photovoltaic |  | 4.25 | South Coastal |  | 2014-09-10 |  |  | Superceded
DC | Orange | Joel Schwab |  | Distribution |  | 4.84 | Solar | Residential | 8134 Gandy Way | Orlando | FL | 32810 | Approved | NM-FL Net Metering | FL | 2009-08-20 | Superseded | Photovoltaic |  | 4.114 | North Central |  | 2014-09-10 |  |  | Superceded
DC | Orange | Jiri Hanak |  | Distribution |  | 5.52 | Solar | Residential | 14113 MASTWOOD WAY | Orlando | FL | 32832 | Approved | NM-FL Net Metering | FL | 2009-09-29 | Connected | Photovoltaic |  | 4.692 | South Central |  | 2014-09-10 |  |  | Executed
DC | HIGHLANDS | Jmmj LLC - 1St Installation |  | Distribution |  | 5.75 | Solar | Non-Residential | 4648 GRANADA BLVD | SEBRING | FL | 33872 | Approved | NM-FL Net Metering | FL | 2013-10-04 | Connected | Photovoltaic |  | 4.888 | South Central |  | 2014-09-10 |  |  | Executed
DC | HIGHLANDS | Jmmj LLC - 2Nd Installation |  | Distribution |  | 5.75 | Solar | Non-Residential | 4650 GRANADA BLVD | SEBRING | FL | 33872 | Approved | NM-FL Net Metering | FL | 2013-10-04 | Connected | Photovoltaic |  | 4.888 | South Central |  | 2014-09-10 |  |  | Executed
DC | Pinellas | Jo Ann Bowen | 120/240 | Distribution | Phono Solar | 1 | Solar | Residential | 9143 SOUTHERN COMFORT DR | Largo | FL | 33773 | Approved | NM-FL Net Metering | FL | 2014-12-31 | Connected | Photovoltaic |  | 0.85 | South Coastal | Single | 2014-12-26 |  | 2014-12-26 | Executed
DC | Mecklenburg | Malcom Gaines | 120/240 | Distribution | Qty 20 Sunpower modules SPR-230NE-BLK-D | 4.6 | Solar | Residential | 14114 Rhone Valley Dr | Charlotte | NC | 28278 | Approved | NM-NC Net Metering | Carolinas | 2014-10-10 | Connected | Photovoltaic |  | 4.2 | Central | Single | 2014-09-16 | 2014-10-08 | 2014-09-16 | Executed
DC | HAMILTON | JOHN & TERRI SUCCO | single | Distribution | one hundred four 210-W SunPower SPR-210-BLK modules | 21.84 | Solar | Residential | 6508 MADEIRA HILLS | CINCINNATI | OH | 45243 | Approved | Rider NM - Net Metering Rider - OH | OH/KY | 2008-05-12 | Superseded | Photovoltaic |  | 21 | Central | 120/240 |  |  |  | Superceded
DC | Highlands | Joan Scarpati |  | Distribution |  | 6.44 | Solar | Residential | 3141 LAKEVIEW DR | SEBRING | FL | 33870 | Approved | NM-FL Net Metering | FL | 2012-04-02 | Connected | Photovoltaic |  | 5.474 | South Central |  | 2014-09-10 |  |  | Executed
DC | Highlands | Joan Scarpati |  | Distribution |  | 6.24 | Solar | Residential | 3141 LAKEVIEW DR | SEBRING | FL | 33870 | Approved | NM-FL Net Metering | FL | 2012-06-20 | Connected | Photovoltaic |  | 5.304 | South Central |  | 2014-09-10 |  |  | Executed
DC | New Hanover | Joan Helen Farrenkopf, DBA | 120/240 | Distribution | Qty 4: LG 300W Solar Panels | 1.2 | Solar | Residential | 335 Trails End Rd. | Wilmington | NC | 28409 | Approved | NM-NC Net Metering | PEC Carolinas | 2015-02-04 | Connected | Photovoltaic |  | 1 | Eastern | Single | 2015-01-12 |  | 2015-01-12 | Executed
DC | Lake | Joan Standlee | 120/240 | Distribution |  | 8.25 | Solar | Residential | 156 BAYOU BEND RD, SOLAR POWER | Groveland | FL | 34736 | Approved | NM-FL Net Metering | FL | 2015-01-30 | Connected | Photovoltaic |  | 7.01 | South Central | Single | 2014-12-26 |  | 2014-12-26 | Executed
DC | Sumter | Joan Wiest |  | Distribution |  | 5.04 | Solar | Residential | 1310 Pamona Lane | The Villages | FL | 32159 | Approved | NM-FL Net Metering | FL | 2009-01-29 | Connected | Photovoltaic |  | 4.284 | North Coastal |  | 2014-09-10 |  |  | Executed
DC | Mecklenberg | Mahesh K. Duggal | 120/240 | Distribution | QTY: 15 SunPower 327 | 4.91 | Solar | Residential | 14524 Salem Ridge Rd | Huntersville | NC | 28078 | Approved | NM-NC Net Metering | Carolinas | 2014-06-23 | Connected | Photovoltaic |  | 4.91 | Central | Single | 2013-11-13 | 2014-05-16 | 2013-11-13 | Executed
DC | Vermillion | John A. Cheesewright | 120/240 | Distribution | QTY: 20 Jetion JT230 PCe | 4.6 | Solar | Residential | 8178 300 W S | Dana | IN | 47847 | Approved | Net Metering - Standard Contract Rider No. 57 | IN | 2014-02-20 | Superseded | Photovoltaic |  | 4.3 | Southern | Single | 2014-01-14 |  | 2014-01-14 | Superceded
DC | Mecklenburg | Maeve W Archibald | 120/240 | Distribution | QTY 30 Solarworld Sunmodule Plus 270 W Mono Block Solar Panels | 9.72 | Solar | Residential | 3131 Channel View Lndg Lot #13 | Belmont | NC | 28012 | Approved | NM-NC Net Metering | Carolinas | 2015-03-13 | Connected | Photovoltaic |  | 9 | Central | Single | 2015-02-19 | 2015-03-02 | 2015-02-19 | Executed
DC | Durham | M Rachel Turner | 120/240 | Distribution | Ten (247 Watt) Samsung PLC247M Solar Panels | 2.47 | Solar | Residential | 1620 University Drive | Durham | NC | 27707 | Approved | NM-NC Net Metering | Carolinas | 2012-06-05 | Connected | Photovoltaic |  | 2.15 | Northern | Single | 2012-03-16 |  | 2012-03-16 | Executed
DC | SEMINOLE | Joanne Puleo |  | Distribution |  | 5.1 | Solar | Residential | 529 S LONGVIEW PL | LONGWOOD | FL | 32779 | Approved | NM-FL Net Metering | FL | 2014-01-15 | Connected | Photovoltaic |  | 4.335 | North Central |  | 2014-09-10 |  |  | Executed
DC | Franklin | Joanne Shiver |  | Distribution |  | 7.56 | Solar | Residential | 833 W GORRIE DR *HSE | St George Island | FL | 32328 | Approved | NM-FL Net Metering | FL | 2009-09-01 | Connected | Photovoltaic |  | 6.426 | North Coastal |  | 2014-09-10 |  |  | Executed
DC | Guilford | John Aldridge | 120/240 | Distribution | Qty 18 Suniva 270W Solar Panels | 4.86 | Solar | Residential | 5 Leeward Ct | Greensboro | NC | 27455 | Pending | NM-NC Net Metering | Carolinas |  | Pending | Photovoltaic |  | 4.32 | Northern | Single | 2015-04-24 |  | 2015-04-24 | Open
DC | Forsyth | M & W Management LLC #5 | 120/240 | Distribution | QTY: 18 Suniva Opt 255 | 4.59 | Solar | Non-Residential | 802 Birch Ln | Kernersville | NC | 27284 | Approved | NM-NC Net Metering | Carolinas | 2014-01-16 | Connected | Photovoltaic |  | 3.87 | Northern | Single | 2013-11-08 | 2014-01-15 | 2013-11-08 | Executed
DC | Marion | Joanne Barnes |  | Distribution |  | 5.16 | Solar | Residential | 10083 SW 90TH LOOP | OCALA | FL | 34481 | Approved | NM-FL Net Metering | FL | 2012-01-05 | Connected | Photovoltaic |  | 4.386 | North Coastal |  | 2014-09-10 |  |  | Executed
DC | Lake | Joanne Barrows |  | Distribution |  | 5 | Solar | Residential | 15736 LAKE HODGE CT | Clermont | FL | 34711 | Approved | NM-FL Net Metering | FL | 2009-12-29 | Connected | Photovoltaic |  | 4.25 | South Central |  | 2014-09-10 |  |  | Executed
DC | Jefferson | Joanne Brown |  | Distribution |  | 7.97 | Solar | Residential | 802 STILL RD, HY 19 N | MONTICELLO | FL | 32344 | Approved | NM-FL Net Metering | FL | 2011-08-08 | Connected | Photovoltaic |  | 6.775 | North Coastal |  | 2014-09-10 |  |  | Executed
DC | Forsyth | M & W Management LLC #4 | 120/240 | Distribution | Qty 25 Suniva OPT 255 Modules | 7.14 | Solar | Non-Residential | 802 Birch Ln Unit #C | Kernersville | NC | 27284 | Approved | NM-NC Net Metering | Carolinas | 2014-01-16 | Connected | Photovoltaic |  | 6.02 | Northern | Single | 2013-12-26 | 2014-01-08 | 2013-12-26 | Executed
| CLERMONT | John B. Chriswell | single |  |  |  | Solar | Residential | 2344 Weil Rd | Moscow | OH | 45153 | Cancelled | Rider NM - Net Metering Rider - OH | OH/KY | 2010-04-09 | Cancelled | Photovoltaic |  | 4.94 | East | 120/240 |  |  |  | Cancelled
DC | Orange | Joanne Rhoades | 120/240 | Distribution |  | 4.8 | Solar | Residential | 12410 Montalcino Cir | Windermere | FL | 34786 | Pending | NM-FL Net Metering | FL | 2014-09-09 | Connected | Photovoltaic |  | 4.08 | South Central | Single | 2015-05-04 |  | 2014-09-09 | Executed
DC | ORANGE | Jocelyn Gombos |  | Distribution |  | 5.89 | Solar | Residential | 3234 SAN LEO DR | ORLANDO | FL | 32820 | Approved | NM-FL Net Metering | FL | 2014-07-16 | Connected | Photovoltaic |  | 5.003 | North Central |  | 2014-09-10 |  |  | Executed
DC | Buncombe | Jodi & Daniel Clere | 120/240 | Distribution | QTY 13 LG 290 Mono X panels | 3.77 | Solar | Residential | 232 Bent Creek Ranch Rd | Asheville | NC | 28806 | Approved | NC NM-Net Metering for Renewable Energy Facilities | PEC Carolinas | 2014-02-25 | Connected | Photovoltaic |  | 3 | Western | Single | 2014-01-02 |  | 2014-01-02 | Executed
DC | Forsyth | M & W Management LLC #3 | 120/240 | Distribution | Qty 25 Suniva OPT 255 Modules | 7.14 | Solar | Non-Residential | 802 Birch Ln Unit #A | Kernersville | NC | 27284 | Approved | NM-NC Net Metering | Carolinas | 2014-01-16 | Connected | Photovoltaic |  | 6.02 | Northern | Single | 2013-12-26 | 2014-01-08 | 2013-12-26 | Executed
DC | Buncombe | Joe Baum | 120/240 | Distribution | QTY 24 Sunmodule 250 Solar Panels | 6 | Solar | Residential | 164 Ox Creek Rd | Weaverville | NC | 28787 | Approved | NC NM-Net Metering for Renewable Energy Facilities | PEC Carolinas | 2014-05-21 | Connected | Photovoltaic |  | 5.16 | Western | Single | 2014-04-11 |  | 2014-04-11 | Executed
DC | Forsyth | M & W Management LLC #2 | 120/240 | Distribution | Qty 25 Suniva OPT 255 Modules | 7.14 | Solar | Non-Residential | 802 Birch Ln Unit #D | Kernersville | NC | 27284 | Approved | NM-NC Net Metering | Carolinas | 2014-01-16 | Connected | Photovoltaic |  | 6.02 | Northern | Single | 2013-12-26 | 2014-01-08 | 2013-12-26 | Executed
DC | POLK | Joe Jordan |  | Distribution |  | 5 | Solar | Residential | 250 HIGHER COMBE DR | DAVENPORT | FL | 33897 | Approved | NM-FL Net Metering | FL | 2013-08-30 | Connected | Photovoltaic |  | 4.25 | South Central |  | 2014-09-10 |  |  | Executed
DC |  | Joe Kendall DBA The Silver Spring House | 208Y/120 | Distribution | forty-rour 230-W Mage Solar PowerTec Plus solar panels | 10.12 | Solar | Non-Residential | 8322 E Kemper Road | Cincinnati | OH | 45249 | Approved | Rider NM - Net Metering Rider - OH | OH/KY | 2011-08-16 | Connected | Photovoltaic |  | 10 | South | 3-phase | 2011-07-29 |  | 2011-07-29 | Executed
DC | Hamilton | Joe Utasi | 120/240 | Distribution | eighteen 225-W Canadian Solar CS6P-225P solar panels | 4.05 | Solar | Residential | 3440 Riverhills Dr. | Cincinnati | OH | 45244 | Approved | Rider NM - Net Metering Rider - OH | OH/KY | 2011-05-24 | Connected | Photovoltaic |  | 3.96 | South | Single | 2011-05-17 |  | 2011-05-17 | Executed
DC | Seminole | Joel Hunter |  | Distribution |  | 7.68 | Solar | Residential | 203 SAVANNAH PARK LOOP | CASSELBERRY | FL | 32707 | Approved | NM-FL Net Metering | FL | 2012-09-12 | Connected | Photovoltaic |  | 6.528 | North Central |  | 2014-09-10 |  |  | Executed
DC | Forsyth | M & W Management LLC #1 | 120/240 | Distribution | Qty 25 Suniva OPT 255 Modules | 7.14 | Solar | Non-Residential | 802 Birch Ln Unit #B | Kernersville | NC | 27284 | Approved | NM-NC Net Metering | Carolinas | 2014-01-16 | Connected | Photovoltaic |  | 6.02 | Northern | Single | 2013-12-26 | 2014-01-08 | 2013-12-26 | Executed
DC | Cleveland | Lynwood Solar I, LLC | 480Y/277 | Distribution | 576 (270 Watt) Renogy RNG-270P Solar Panels | 155.52 | Solar | Non-Residential | 1835 S. Battleground Ave | Kings Mountain | NC | 28086 | Approved | PP-N NC - Non-Hydroelectric Qualifying Facilities | Carolinas | 2012-07-27 | Connected | Photovoltaic | Lynwood Solar I PV Installation | 135 | Central | 3-phase | 2012-04-19 | 2012-07-27 | 2012-04-19 | Executed
DC | Lake | Joel R Mandel | 120/240 | Distribution |  | 6.25 | Solar | Residential | 329 Salt Marsh Ln, Solar Pwr | Groveland | FL | 34736 | Approved | NM-FL Net Metering | FL | 2014-10-28 | Connected | Photovoltaic |  | 5.31 | South Central | Single | 2014-10-03 |  | 2014-10-03 | Executed
DC | Pinellas | John Bell |  | Distribution |  | 8 | Solar | Residential | 500 LEWIS BLVD SE | ST. PETERSBURG | FL | 33705 | Approved | NM-FL Net Metering | FL | 2013-12-13 | Connected | Photovoltaic |  | 6.8 | South Coastal |  | 2014-09-10 |  |  | Executed
DC | Orange | Joel Schwab |  | Distribution |  | 9.84 | Solar | Residential | 8134 Gandy Way | Orlando | FL | 32810 | Approved | NM-FL Net Metering | FL | 2014-01-20 | Connected | Photovoltaic |  | 8.364 | North Central |  | 2014-09-10 |  |  | Executed
DC | POLK | Joel Decker |  | Distribution |  | 5.15 | Solar | Residential | 2105 CHAMPAGNE ROAD | DAVENPORT | FL | 33837 | Approved | NM-FL Net Metering | FL | 2013-07-31 | Connected | Photovoltaic |  | 4.373 | South Central |  | 2014-09-10 |  |  | Executed
DC | Pinellas | John Chass | 120/240 | Distribution | Qty 42 SW280W solar panels | 11.76 | Solar | Residential | 6132 RockRoss Ave | New Port Richey | FL | 34655 | Approved | NM-FL Net Metering | FL | 2015-06-02 | Pending Meter Set | Photovoltaic |  | 9.996 | South Coastal | Single | 2015-05-27 |  | 2015-05-27 | Open
DC | BUNCOMBE | John Currens | 120/240 |  |  | 4.55 | Solar | Residential | 70 Razor Mountain Trail | Barnardsville | NC | 28709 | Approved | NC CSP-Cogeneration and Small Power Producer-Sell All | PEC Carolinas | 2006-07-07 | Connected | Photovoltaic |  | 3.64 | Western | Single | 2012-10-18 |  |  | Executed
DC | Lake | John England |  | Distribution |  | 2.53 | Solar | Residential | 2045 GRAND TRAVERSE CIR *LOT Q-1 | Grand Island | FL | 32735 | Approved | NM-FL Net Metering | FL | 2010-06-30 | Connected | Photovoltaic |  | 2.151 | North Central |  | 2014-09-10 |  |  | Executed
DC | Buncombe | John Czarnecki | 120/240 | Distribution | Qty 24 (275 Watt) Solarworld Sunmodule Plus SW275 Solar Panels | 6.6 | Solar | Non-Residential | 19 Stars Forever Dr | Black Mountain | NC | 28806 | Pending | NC NM-Net Metering for Renewable Energy Facilities | PEC Carolinas |  | Pending | Photovoltaic |  | 5.08 | Western | Single | 2014-10-29 |  | 2014-10-29 | Open
DC | ORANGE | John & Anita Nelsen | 120/240 | Distribution | QTY 24 MLE 260 MODULES | 6.24 | Solar | Residential | 940 Windy Ridge Rd | Chapel Hill | NC | 27517 | Approved | NC NM-Net Metering for Renewable Energy Facilities | PEC Carolinas | 2014-01-22 | Connected | Photovoltaic |  | 5.16 | Northern | Single | 2013-12-05 |  | 2013-12-05 | Executed
DC | HAMILTON | JOHN & TERRI SUCCO | 120/240 | Distribution | forty 210-W SunPower SPR-210-BLK modules | 8.4 | Solar | Residential | 6508 MADEIRA HILLS | CINCINNATI | OH | 45243 | Approved | Rider NM - Net Metering Rider - OH | OH/KY | 2008-12-05 | Connected | Photovoltaic |  | 28 | Central | Single | 2015-01-07 |  | 2015-01-07 | Executed
DC | Chatham | John Krall | 120/240 | Distribution | Qty 12 (170 Watt) Kyocera KC170GT | 2.04 | Solar | Residential | 136 Bingham Ridge Dr | Pittsboro | NC | 27312 | Approved | NC NM-Net Metering for Renewable Energy Facilities | PEC Carolinas | 2013-05-07 | Connected | Photovoltaic |  | 1.63 | Northern | Single | 2013-03-28 |  | 2013-03-28 | Executed
DC | Buncombe | John A McDermott |  | Distribution |  | 5 | Solar | Residential | 42 Merrills Cove Road | Asheville | NC | 28803 | Approved | NC CSP-Cogeneration and Small Power Producer-Sell All | PEC Carolinas | 2012-12-07 | Connected | Photovoltaic |  | 4 | Western | Single | 2012-12-27 |  |  | Executed
DC | Highlands | John A McNeal | 120/240 | Distribution | Solar World | 8.1 | Solar | Residential | 601 CHERRY TREE DR | Sebring | FL | 33876 | Approved | NM-FL Net Metering | FL | 2014-12-26 | Connected | Photovoltaic |  | 6.89 | South Central | Single | 2014-12-21 |  | 2014-12-21 | Executed
DC | HAMILTON | JOHN E LENTZ | 120/240 |  | twelve 165-W Sharp solar panels | 1.98 | Solar | Residential | 13278 ARDEN CT | CARMEL | IN | 46033 | Approved | Net Metering - Standard Contract Rider No. 57 | IN | 2004-09-02 | Connected | Photovoltaic |  | 1.8 | North | Single |  |  |  | Executed
DC | Forsyth | Lynn Bennett | 120/240 | Distribution | 12 Sunvia 250W Panels | 3 | Solar | Residential | 603 Ravenhill Ct | Clemmons | NC | 27102 | Approved | NM-NC Net Metering | Carolinas | 2013-02-14 | Connected | Photovoltaic |  | 2.58 | Northern | Single | 2013-01-31 | 2013-02-14 | 2013-01-31 | Executed
DC | CLERMONT | JOHN E. STRONG | single |  | thirty-six 225-W SunPower SPR-225-BLK solar panels | 8.1 | Solar | Residential | 602 HANNA W | LOVELAND | OH | 45140 | Approved | Rider NM - Net Metering Rider - OH | OH/KY | 2009-11-10 | Connected | Photovoltaic |  | 7 | East | 120/240 |  |  |  | Executed
DC | Henderson | Lynn A Pall | 120/240 | Distribution | Quanity 10 modules, Mage Powertec 250 watt | 2.5 | Solar | Residential | 25 Silver Bell Rd | Gerton | NC | 28735 | Approved | NM-NC Net Metering | Carolinas | 2012-08-29 | Connected | Photovoltaic |  | 2.5 | Southern | Single | 2012-07-13 | 2012-08-27 | 2012-07-13 | Executed
DC | Vermillion | John A. Cheesewright | 120/240 | Distribution | eleven 260-W Q.Pro BFR-G3 260 solar panels | 2.86 | Solar | Residential | 8178 300 W S | Dana | IN | 47847 | Approved | Net Metering - Standard Contract Rider No. 57 | IN | 2015-05-27 | Connected | Photovoltaic |  | 2.365 | Northern | Single | 2015-05-06 |  | 2015-05-06 | Executed
DC | Chatham | John F Miller | 120/240 | Distribution | 20 REC 260W PV Modules | 5.2 | Solar | Residential | 4036 South McDowell | Pittsboro | NC | 27312 | Pending | NC NM-Net Metering for Renewable Energy Facilities | PEC Carolinas |  | Pending | Photovoltaic |  | 5 | Northern | Single | 2015-05-22 |  | 2015-05-22 | Open
DC | BUNCOMBE | John F Roberts | 120/240 |  |  | 5 | Solar | Residential | 14 Emerald Drive Fairview NC | Fair View | NC | 28730 | Cancelled | NC CSP-Cogeneration and Small Power Producer-Sell All | PEC Carolinas | 2008-04-30 | Cancelled | Photovoltaic |  | 4 | Western | Single | 2012-10-18 |  |  | Cancelled
DC | Forsyth | Luke Jones | 120/240 | Distribution | Qty 8 260W Sunvia Solar Panels | 2.08 | Solar | Residential | 910 Aureole St | Winston-Salem | NC | 27107 | Approved | NM-NC Net Metering | Carolinas | 2014-10-21 | Connected | Photovoltaic |  | 1.72 | Northern | Single | 2014-09-05 | 2014-10-21 | 2014-09-05 | Executed
DC | Orange | Lucy C Wilson | 120/240 | Distribution | qty 15 Renesola Virtus II Module 255W solar panels | 3.82 | Solar | Residential | 1117 Eno St | Hillsborough | NC | 27278 | Approved | NM-NC Net Metering | Carolinas | 2015-06-02 | Connected | Photovoltaic |  | 3.8 | Northern | Single | 2015-03-24 | 2015-05-01 | 2015-03-24 | Executed
DC | Wake | John Agocs | 120/240 | Distribution |  | 2.94 | Solar | Residential | 509 Vista Del Lago Lane | Wake Forest | NC | 27587 | Approved | NC NM-Net Metering for Renewable Energy Facilities | PEC Carolinas | 2012-05-24 | Connected | Photovoltaic |  | 2.35 | Northern | Single | 2012-10-18 |  |  | Executed
DC | Vigo | John and Jane Morse | 120/240 | Distribution | Ten Lumos 245 W Solar Panels | 2.45 | Solar | Residential | 224 Woodbine Drive | Terre Haute | IN | 47803 | Approved | Net Metering - Standard Contract Rider No. 57 | IN | 2011-07-12 | Connected | Photovoltaic |  | 2.2 | Southern | Single | 2011-06-28 |  | 2011-06-28 | Executed
DC | BUNCOMBE | John Galvin | 120/240 |  |  | 5.38 | Solar | Residential | 61 Garland Drive | Asheville | NC | 28804 | Approved | NC CSP-Cogeneration and Small Power Producer-Sell All | PEC Carolinas | 2010-02-10 | Connected | Photovoltaic |  | 4.3 | Western | Single | 2012-10-18 |  | 2012-12-03 | Executed
DC | HAMILTON | JOHN GENTRY | 120/240 |  | Skystream 3.7 wind turbine | 2.4 | Wind | Residential | 16440 266TH ST E | ATLANTA | IN | 46031 | Approved |  | IN | 2011-05-06 | Connected | Turbine |  | 2.4 | North | Single |  |  |  | Executed
DC | JOHNSTON | John Godwin | 120/240 |  |  | 12.38 | Solar | Residential | 249 1/2 Antioch Church Road | Zebulon | NC | 27597 | Approved | NC CSP-Cogeneration and Small Power Producer-Sell All | PEC Carolinas | 2011-04-15 | Connected | Photovoltaic |  | 9.9 | Northern | Single | 2012-10-18 |  |  | Executed
DC | Moore | John and Linda Burgess | 120/240 | Distribution |  | 9 | Solar | Residential | 1690 Youngs Rd | Southern Pines | NC | 28394 | Approved | NC NM-Net Metering for Renewable Energy Facilities | PEC Carolinas | 2014-07-17 | Connected | Photovoltaic |  | 7.3 | Southern | Single | 2014-04-11 |  | 2014-04-11 | Executed
DC | Durham | Lucile Clotfelter | 120/240 | Distribution |  | 3.84 | Solar | Residential | 6 Powderhill Place | Durham | NC | 27707 | Approved | NM-NC Net Metering | Carolinas | 2011-12-14 | Connected | Photovoltaic |  | 3.84 | Northern | Single | 2011-10-20 |  | 2011-10-20 | Executed
DC | Polk | John Cook |  | Distribution |  | 4.9 | Solar | Residential | 222 GOLF VISTA CIR | DAVENPORT | FL | 33837 | Approved | NM-FL Net Metering | FL | 2012-07-27 | Connected | Photovoltaic |  | 4.165 | South Central |  | 2014-09-10 |  |  | Executed
DC | Transylvania | Luanne Allgood | 120/240 | Distribution | Qty 24 250 W SolarWorld Sunmodule Mono | 6 | Solar | Residential | 150 Sorrel Tree Ln | Pisgah Forest | NC | 28768 | Approved | NM-NC Net Metering | Carolinas | 2015-01-15 | Connected | Photovoltaic |  | 6 | Southern | Single | 2014-12-17 | 2015-01-14 | 2014-12-17 | Executed
DC |  | John B. Chriswell | 120/240 | Distribution | Thirty-Three 245 Watt Suniva Solar Panels | 8.09 | Solar | Residential | 2344 Weil Rd | Moscow | OH | 45153 | Approved | Rider NM - Net Metering Rider - OH | OH/KY | 2011-11-07 | Connected | Photovoltaic |  | 7.1 | South | Single | 2011-11-03 |  | 2011-11-03 | Executed
DC | Wake | John B. Replogle | 120/240 | Distribution |  | 5 | Solar | Residential | 445 Drummond Drive | Raleigh | NC | 27609 | Approved | NC NM-Net Metering for Renewable Energy Facilities | PEC Carolinas | 2012-06-12 | Connected | Photovoltaic |  | 4 | Northern | Single | 2012-10-18 |  |  | Executed
DC | Surry | Lu Ann Browne | 120/240 | Distribution | Qty 20 Suniva OPT 260 W Soalr Panels | 5.2 | Solar | Residential | 929 Siloam Rd | Mount Airy | NC | 27030 | Approved | NM-NC Net Metering | Carolinas | 2014-08-01 | Connected | Photovoltaic |  | 4.3 | Northern | Single | 2014-06-16 | 2014-07-31 | 2014-06-16 | Executed
DC | Wake | John Barnum | 120/240 | Distribution |  | 3.38 | Solar | Residential | 1805 Dorton Road | Raleigh | NC | 27607 | Approved | NC NM-Net Metering for Renewable Energy Facilities | PEC Carolinas | 2010-01-25 | Connected | Photovoltaic |  | 2.7 | Northern | Single | 2012-10-18 |  |  | Executed
DC | Rutherford | Loyce J Broughton | 120/240 | Distribution | Qty 9 | 2.03 | Solar | Residential | 1407 Frog Creek Rd | Union Mills | NC | 28167 | Approved | NM-NC Net Metering | Carolinas | 2013-08-07 | Connected | Photovoltaic |  | 1.935 | Southern | Single | 2013-07-22 | 2013-08-05 | 2013-07-22 | Executed
DC | Pinellas | John Borel |  | Distribution |  | 11.55 | Solar | Residential | 1236 57TH AVE N | ST PETERSBURG | FL | 33703 | Approved | NM-FL Net Metering | FL | 2014-07-14 | Connected | Photovoltaic |  | 9.818 | South Coastal |  | 2014-09-10 |  |  | Executed
DC | Chatham | John Breckenridge | 120/240 | Distribution | QTY 14 Sun Power E20/327 Solar Panels | 4.57 | Solar | Residential | 954 White Smith Rd | Pittsboro | NC | 27312 | Approved | NC NM-Net Metering for Renewable Energy Facilities | PEC Carolinas | 2014-12-17 | Connected | Photovoltaic |  | 4 | Northern | Single | 2014-12-15 |  | 2014-12-15 | Executed
DC | Pasco | John Brown |  | Distribution |  | 4.92 | Solar | Residential | 4217 FLORAMAR TER | NEW PORT RICHEY | FL | 34652 | Approved | NM-FL Net Metering | FL | 2011-07-07 | Connected | Photovoltaic |  | 4.182 | South Coastal |  | 2014-09-10 |  |  | Executed
DC | Alamance | Loy Farm Solar LLC |  | Distribution | Qty 7400 (270 Watt) Solaria 270 | 1998 | Solar | Non-Residential | 2700 Block of W Front Street | Burlington | NC | 27215 | Approved | PP-N NC - Non-Hydroelectric Qualifying Facilities | Carolinas |  | Under Construction | Photovoltaic |  | 1430 | Northern | 3-phase | 2012-11-05 |  | 2012-11-05 | Open
DC | Moore | John Hollingsworth |  |  |  | 5 | Solar | Residential | 3 Driving Range Road | Pinehurst | NC | 28374 | Approved | NC CSP-Cogeneration and Small Power Producer-Sell All | PEC Carolinas | 2013-03-14 | Connected | Photovoltaic |  | 4 | Northern |  | 2012-10-18 |  |  | Executed
DC | HAMILTON | JOHN HUTTON | single |  | thirty-six 190-W solar panels | 6.84 | Solar | Residential | 4985 WALNUT WOODS LN | CINCINNATI | OH | 45243 | Approved | Rider NM - Net Metering Rider - OH | OH/KY | 2007-10-16 | Connected | Photovoltaic |  | 6.84 | Central | 120/240 |  |  |  | Executed
DC | Pinellas | John C Crutcher Jr | 120/240 | Distribution | Phono Solar | 1 | Solar | Residential | 1884 DEL ROBLES TER | Clearwater | FL | 33764 | Approved | NM-FL Net Metering | FL | 2014-12-18 | Connected | Photovoltaic |  | 0.85 | South Coastal | Single | 2014-12-18 |  | 2014-12-18 | Executed
DC | Buncombe | John C Faherty DC | 120/240 | Distribution | Qty 14 (250 Watt) Axitec AC-250P/156-60S | 3.5 | Solar | Residential | 90 Laughing Crow Rd | Alexander | NC | 28701 | Approved | NC NM-Net Metering for Renewable Energy Facilities | PEC Carolinas | 2013-12-12 | Connected | Photovoltaic |  | 2.8 | Western | Single | 2013-10-09 |  | 2013-10-09 | Executed
DC | Monroe | John C Finke Jr. | 120/240 | Distribution | twenty-four 300-W LG 300N1C-G3 solar panels | 7.2 | Solar | Residential | 8091 Zikes Rd S | Bloomington | IN | 47401 | Approved | Net Metering - Standard Contract Rider No. 57 | IN | 2014-10-29 | Connected | Photovoltaic |  | 7 | Southern | Single | 2014-10-03 |  | 2014-10-03 | Executed
DC | Guilford | Louis Diering | 120/240 | Distribution | 12 - Mage 250 6 PL US AC | 3 | Solar | Residential | 3714 Brandywine Dr. | Greensboro | NC | 27410 | Approved | NM-NC Net Metering | Carolinas | 2014-03-18 | Connected | Photovoltaic |  | 3 | Northern | Single | 2013-11-27 | 2014-03-10 | 2013-11-27 | Executed
DC | Durham | John J. Froehlich | 120/240 | Distribution |  | 2.82 | Solar | Residential | 913 Exum Street | Durham | NC | 27701 | Cancelled | NM-NC Net Metering | Carolinas | 2012-07-05 | Cancelled | Photovoltaic |  | 2.82 | Northern | Single | 2011-05-20 |  | 2011-05-20 | Cancelled
DC | Seminole | John Larue |  | Distribution |  | 5 | Solar | Residential | 1901 LAKESHORE CIR | LONGWOOD | FL | 32750 | Approved | NM-FL Net Metering | FL | 2013-03-26 | Connected | Photovoltaic |  | 4.25 | North Central |  | 2014-09-10 |  |  | Executed
DC | Mecklenburg | Louis Cruz | 120/240 | Distribution | Qty 5 Renosola VirtusII 250W Solar Panels | 1.25 | Solar | Residential | 3233 Crescent Knoll Dr. | Matthews | NC | 28105 | Approved | NM-NC Net Metering | Carolinas | 2015-04-08 | Connected | Photovoltaic |  | 1.08 | Central | Single | 2015-01-30 | 2015-04-07 | 2015-01-30 | Executed
DC | Rowan | Louis Antosek | 120/240 | Distribution | QTY 56 Sunmodule Plus SW 275 mono | 15.4 | Solar | Residential | 135 Pecan Ln | Salisbury | NC | 28146 | Approved | NM-NC Net Metering | Carolinas | 2014-12-31 | Connected | Photovoltaic |  | 14 | Central | Single | 2014-06-20 | 2014-12-01 | 2014-06-20 | Executed
DC | BUNCOMBE | John Currens | 120/240 | Distribution |  | 4.55 | Solar | Residential | 70 Razor Mountain Trail | Barnardsville | NC | 28709 | Approved | NM-NC Net Metering | PEC Carolinas | 2013-11-22 | Connected | Photovoltaic |  | 3.64 | Western | Single | 2013-03-22 |  | 2013-03-22 | Executed
DC | PASCO | John Cooley |  | Distribution |  | 3.18 | Solar | Residential | 5715 EDEN LN | LAND O LAKES | FL | 34639 | Approved | NM-FL Net Metering | FL | 2013-11-01 | Connected | Photovoltaic |  | 2.703 | South Coastal |  | 2014-09-10 |  |  | Executed
DC | ORANGE | John Tio |  | Distribution |  | 5.61 | Solar | Residential | 15510 CAMP DUBOIS CRES | WINTER GARDEN | FL | 34787 | Approved | NM-FL Net Metering | FL | 2014-04-25 | Connected | Photovoltaic |  | 4.769 | South Central |  | 2014-09-10 |  |  | Executed
DC | Guilford | Lotus Solar, LLC |  | Distribution | 20832 (235 Watt) Jinko JKM 235P | 4895.52 | Solar | Non-Residential | 7391 R1 Howerton Rd | Elon | NC | 27406 | Approved | PP-N NC - Non-Hydroelectric Qualifying Facilities | Carolinas | 2014-12-03 | Connected | Photovoltaic |  | 4000 | Northern | 3-phase | 2012-05-02 |  | 2012-05-02 | Executed
DC | Greenville | John L Walker | 120/240 | Distribution |  | 16 | Solar | Residential | 2 Thornbriar Ct | Travelers Rest | SC | 29690 | Pending | NM-SC Net Metering | Carolinas |  | Pending | Photovoltaic |  | 15 | Southern | Single | 2015-06-01 |  | 2015-06-01 | Open
DC | Catawba | Lori Collins | 120/240 | Distribution | QTY 20 DPW S 235 P60 Pro Panels | 4.7 | Solar | Residential | 1208 Coventry Pl NW | Conover | NC | 28613 | Approved | SCG-NC Small Customer Generator Rider | Carolinas | 2014-09-11 | Connected | Photovoltaic |  | 6.1 | Central | Single | 2014-07-23 | 2014-08-08 | 2014-07-23 | Executed
DC | Pender | John Douglas Holdstein | 120/240 | Distribution | Qty 310: 12.5 W Dow PH Solar Panels | 3.88 | Solar | Residential | 313 Creekview Dr | Hampstead | NC | 28433 | Approved | NM-NC Net Metering | PEC Carolinas | 2015-01-15 | Connected | Photovoltaic |  | 3 | Eastern | Single | 2014-12-17 |  | 2014-12-17 | Executed
DC | Polk | John E Padilla | 120/240 | Distribution | Qty 40 Canadian CS6P 255W Solar Panels | 10.2 | Solar | Residential | 39 Herring Ct | Kissimmee | FL | 34759 | Approved | NM-FL Net Metering | FL | 2015-05-06 | Connected | Photovoltaic |  | 8.67 | South Central | Single | 2015-04-24 |  | 2015-04-24 | Executed
DC | Gulf | John Ehrman |  | Distribution |  | 5.25 | Solar | Residential | 385 BLUE HERON DR | Cape San Blas | FL | 32456 | Approved | NM-FL Net Metering | FL | 2010-01-15 | Connected | Photovoltaic |  | 4.463 | North Coastal |  | 2014-09-10 |  |  | Executed
DC | Greenville | John M Jones | 120/240 | Distribution | 18 LG300W MonoX Solar Panels | 5.4 | Solar | Residential | 6 Cameron Ln | Greenville | SC | 29615 | Pending | NM-SC Net Metering | Carolinas |  | Pending | Photovoltaic |  | 4.32 | Southern | Single | 2015-04-30 |  | 2015-04-30 | Open
DC | Greenville | Loretta Stallard | 120/240 | Distribution | QTY 16 AXITCO 250 Watt Panels | 4 | Solar | Residential | 15 Brookview Dr | Greenville | SC | 29605 | Approved | NM-SC Net Metering | Carolinas | 2015-05-06 | Connected | Photovoltaic |  | 3.44 | Southern | Single | 2015-04-07 | 2015-04-28 | 2015-04-07 | Executed
DC | Spartanburg | Lona Diann Hammett | 120/240 | Distribution | Qty 26 250W ET Solar Panels | 6.5 | Solar | Residential | 1175 North Pacolet Rd | Campobello | SC | 29322 | Approved | NM-SC Net Metering | Carolinas | 2014-10-01 | Connected | Photovoltaic |  | 5.59 | Southern | Single | 2014-09-23 | 2014-10-01 | 2014-09-23 | Executed
DC | Seminole | John Feenburg |  | Distribution |  | 6.72 | Solar | Residential | 335 BIRCHWOOD CT | LAKE MARY | FL | 32746 | Approved | NM-FL Net Metering | FL | 2011-06-07 | Connected | Photovoltaic |  | 5.712 | North Central |  | 2014-09-10 |  |  | Executed
DC | Osceola | John Fena | 120/240 | Distribution |  | 3 | Solar | Residential | 686 Carmel Ln | Kissimmee | FL | 34759 | Approved | NM-FL Net Metering | FL | 2015-01-26 | Connected | Photovoltaic |  | 2.55 | South Central | Single | 2015-05-04 |  | 2015-05-04 | Executed
DC | Polk | John Finneran |  | Distribution |  | 5.8 | Solar | Residential | 2300 HIGHWAY 17 *HSE 14, LOT 7 | Lake Wales | FL | 33853 | Approved | NM-FL Net Metering | FL | 2009-12-02 | Connected | Photovoltaic |  | 4.93 | South Central |  | 2014-09-10 |  |  | Executed
DC | Pinellas | John Holland |  | Distribution |  | 8.57 | Solar | Residential | 116 WALL ST, NEW HOUSE | St Petersburg | FL | 33708 | Approved | NM-FL Net Metering | FL | 2012-04-30 | Connected | Photovoltaic |  | 7.285 | South Coastal |  | 2014-09-10 |  |  | Executed
DC | Spartanburg | Lona Diann Hammett | 120/240 | Distribution |  | 3.85 | Solar | Residential | 1175 North Pacolet Rd | Campobello | SC | 29322 | Approved | NM-SC Net Metering | Carolinas | 2010-02-11 | Connected | Photovoltaic |  | 3.85 | Southern | Single | 2011-04-07 |  | 2010-01-29 | Executed
DC | Iradell | Lola P Mathis | 120/240 | Distribution | Qty 10 LG280N1C-G3 solar panel | 2.8 | Solar | Residential | 430 McNeil Road | Miller Creek | NC | 28651 | Approved | NM-NC Net Metering | Carolinas | 2014-12-22 | Connected | Photovoltaic |  | 2.5 | Northern | Single | 2014-11-13 | 2014-12-19 | 2014-11-13 | Executed
DC | Orange | John Langsdorf |  | Distribution |  | 5.15 | Solar | Residential | 1105 BUIST ST | Orlando | FL | 32828 | Approved | NM-FL Net Metering | FL | 2009-08-04 | Connected | Photovoltaic |  | 4.378 | North Central |  | 2014-09-10 |  |  | Executed
DC | Pinellas | John Mason |  | Distribution |  | 10 | Solar | Residential | 5410 LEILANI DR | ST. PETERSBURG | FL | 33706 | Approved | NM-FL Net Metering | FL | 2014-03-10 | Connected | Photovoltaic |  | 8.5 | South Coastal |  | 2014-09-10 |  |  | Executed
DC | Buncombe | John H Morrison | 120/240 | Distribution | Qty 24: 235 W Solon Solar Panels | 5.64 | Solar | Residential | 271 Holly Arbor Ln | Asheville | NC | 28803 | Approved | NM-NC Net Metering | PEC Carolinas | 2015-05-08 | Connected | Photovoltaic |  | 5.16 | Western | Single | 2015-03-19 |  | 2015-03-19 | Executed
DC | Rowan | Lloyd J and Melissa Taylor | 120/240 | Distribution | Qty 12 SolarWorld 275 W Solar Panels | 3.3 | Solar | Residential | 464 Scottsdale Dr | Salisbury | NC | 28146 | Approved | NM-NC Net Metering | Carolinas | 2015-03-26 | Connected | Photovoltaic |  | 2.88 | Central | Single | 2015-03-04 | 2015-03-25 | 2015-03-04 | Executed
DC | LAKE | John Swink |  | Distribution |  | 7 | Solar | Residential | 309 SALT MARSH LN, SOLAR PWR | GROVELAND | FL | 34736 | Approved | NM-FL Net Metering | FL | 2014-04-22 | Connected | Photovoltaic |  | 5.95 | South Central |  | 2014-09-10 |  |  | Executed
DC | Orange | John Walker |  | Distribution |  | 5.88 | Solar | Residential | 10519 HOLLY CREST DR | Orlando | FL | 32836 | Approved | NM-FL Net Metering | FL | 2012-08-23 | Connected | Photovoltaic |  | 4.998 | South Central |  | 2014-09-10 |  |  | Executed
DC | Rowan | Lloyd J and Melissa Taylor | 120/240 | Distribution | Qty 12 SolarWorld 270 W Solar Panels | 3.24 | Solar | Residential | 464 Scottsdale Dr | Salisbury | NC | 28146 | Approved | NM-NC Net Metering | Carolinas | 2014-11-21 | Connected | Photovoltaic |  | 3 | Central | Single | 2014-09-05 | 2014-11-19 | 2014-09-05 | Executed
DC | Union | Lloyd Brock | 120/240 | Distribution | qty 4 Renesola Virtus II 250w solar panels | 1 | Solar | Residential | 1109 Bentwood Ln | Monroe | NC | 28110 | Approved | NM-NC Net Metering | Carolinas | 2015-04-23 | Connected | Photovoltaic |  | 0.86 | Central | Single | 2014-12-17 | 2015-04-17 | 2014-12-17 | Executed
DC | Pinellas | John Hantz | 120/240 | Distribution | Renesola | 1 | Solar | Residential | 1952 60TH ST N | St. Petersburg | FL | 33710 | Approved | NM-FL Net Metering | FL | 2014-12-08 | Connected | Photovoltaic |  | 0.85 | South Coastal | Single | 2014-11-29 |  | 2014-11-29 | Executed
DC | Lake | John Hickey |  | Distribution |  | 7 | Solar | Residential | 1708 MADERO DR | Lady Lake | FL | 32159 | Approved | NM-FL Net Metering | FL | 2013-02-14 | Connected | Photovoltaic |  | 5.95 | North Coastal |  | 2014-09-10 |  |  | Executed
DC | WAKE | John P. Sorge | 120/240 |  |  | 6.64 | Solar | Residential | 5505 Den Heider Way | Raleigh | NC | 27606 | Approved | NC CSP-Cogeneration and Small Power Producer-Sell All | PEC Carolinas | 2009-01-14 | Connected | Photovoltaic |  | 5.31 | Northern | Single | 2012-10-18 |  |  | Executed
DC | Mitchell | John J Geci | 120/240 | Distribution | Qty 16 (250 Watt) REC250PE | 4 | Solar | Residential | 3220 Snow Creek Rd | Bakersville | NC | 28705 | Approved | NC NM-Net Metering for Renewable Energy Facilities | PEC Carolinas | 2013-05-15 | Connected | Photovoltaic |  | 3.2 | Western | Single | 2013-04-04 |  | 2013-04-04 | Executed
DC | VOLUSIA | John Joslin |  | Distribution |  | 10 | Solar | Residential | 1330 E TAYLOR RD *GAR | DELAND | FL | 32724 | Approved | NM-FL Net Metering | FL | 2014-02-24 | Connected | Photovoltaic |  | 8.5 | North Central |  | 2014-09-10 |  |  | Executed
DC | Hamilton | John J Vennemeyer | 120/240 | Distribution | eighteen 270-W Suniva OPT270-60-4-1B0 solar panels | 4.86 | Solar | Residential | 7012 Copper Glow Ct | Cincinnati | OH | 45244 | Approved | Rider NM - Net Metering Rider - OH | OH/KY | 2014-09-29 | Connected | Photovoltaic |  | 4.5 | East | Single | 2014-09-25 |  | 2014-09-25 | Executed
DC | Butler | John J Watson Jr | 120/240 | Distribution | ten 260-W Suniva Optimus OPT260-60-4-1B0 solar panels | 2.6 | Solar | Residential | 6422 Shannon Dr | Fairfield | OH | 45011 | Approved | Rider NM - Net Metering Rider - OH | OH/KY | 2014-07-22 | Connected | Photovoltaic |  | 2.5 | North | Single | 2014-07-18 |  | 2014-07-18 | Executed
DC | Pasco | John Bacon |  | Distribution |  | 1.4 | Solar | Residential | 4341 DARLINGTON RD | HOLIDAY | FL | 34691 | Approved | NM-FL Net Metering | FL | 2011-01-19 | Superseded | Photovoltaic |  | 1.19 | South Coastal |  | 2014-09-10 |  |  | Superceded
DC | Mecklenburg | Livingston-Haven INC | 480Y/277 | Distribution | QTY 144 Suniva 265 Optimus Series OPT 60 cell Modules | 38.16 | Solar | Non-Residential | 11529 Wilmar BLVD | Charlotte | NC | 28273 | Approved | NM-NC Net Metering | Carolinas | 2014-06-09 | Connected | Photovoltaic |  | 36 | Central | 3-phase | 2014-04-02 | 2014-05-13 | 2014-04-02 | Executed
DC | Pinellas | John Jaso | 120/240 | Distribution | Qty 35 CS6P-260w, solar panels | 9.1 | Solar | Residential | 4290 Belle Vista Dr | St Petersburg | FL | 33706 | Approved | NM-FL Net Metering | FL | 2015-06-11 | Connected | Photovoltaic |  | 7.735 | South Coastal | Single | 2015-06-07 |  | 2015-06-07 | Executed
DC | Mecklenburg | Lisa Zerkle | 120/240 | Distribution |  | 3.5 | Solar | Residential | 2420 Danbury St | Charlotte | NC | 28211 | Approved | SCG-NC Small Customer Generator Rider | Carolinas | 2007-05-18 | Connected | Photovoltaic |  | 3.5 | Central | Single | 2011-04-07 |  | 2007-05-02 | Executed
DC |  | John Pugh | 120/240 | Distribution | qty 16 Trina Solar 260w PV Modules |  | Solar | Residential | 116 Golf Terrace Dr | Humpstead | NC | 28443 | Pending | NC NM-Net Metering for Renewable Energy Facilities | PEC Carolinas |  | Pending | Photovoltaic |  |  | Northern | Single | 2015-05-14 |  | 2015-05-14 | Open
DC | Greenville | Lisa Noll | 120/240 | Distribution |  | 1.94 | Solar | Residential | 8 Fife Ct | Simpsonsville | SC | 29681 | Approved | NM-SC Net Metering | Carolinas | 2013-08-15 | Connected | Photovoltaic |  | 1.935 | Southern | Single | 2013-08-28 |  | 2013-08-28 | Executed
DC |  | John Kevin Bissantz | 120/240 | Distribution | forty 260-W Suniva Optimus OPT260-60-4-1B0 solar panels | 10.4 | Solar | Residential | 7586 Whiteswan Rd | Georgetown | OH | 45121 | Approved | Rider NM - Net Metering Rider - OH | OH/KY | 2014-07-07 | Connected | Photovoltaic |  | 10 | East | Single | 2014-06-26 |  | 2014-06-26 | Executed
DC | CHATHAM | John R. Dykers, Jr. MD | 120/240 |  |  | 3.13 | Solar | Non-Residential | 401 N. Ivey Ave. Suite A | Siler City | NC | 27344 | Approved | NC CSP-Cogeneration and Small Power Producer-Sell All | PEC Carolinas | 2008-11-10 | Connected | Photovoltaic |  | 2.5 | Northern | Single | 2012-10-18 |  |  | Executed
DC | Marion | John Lee |  | Distribution |  | 5.25 | Solar | Residential | 18371 SW 75TH LOOP | Dunnellon | FL | 34432 | Approved | NM-FL Net Metering | FL | 2009-12-29 | Connected | Photovoltaic |  | 4.463 | North Coastal |  | 2014-09-10 |  |  | Executed
DC | York | John Roxburgh | 120/240 | Distribution | Qty 13 (235 Watt) LG 235M1C | 3.06 | Solar | Residential | 7115 Topsail Circle | Tega Cay | SC | 29708 | Approved | NM-SC Net Metering | Carolinas | 2011-09-01 | Superseded | Photovoltaic |  | 3.06 | Central | Single | 2011-08-16 |  | 2011-08-16 | Superceded
DC | Lake | John Rutschow |  | Distribution |  | 4.08 | Solar | Residential | 3 SPRING CT | YALAHA | FL | 34797 | Approved | NM-FL Net Metering | FL | 2013-04-17 | Connected | Photovoltaic |  | 3.468 | South Central |  | 2014-09-10 |  |  | Executed
DC | Volusia | John Lehan |  | Distribution |  | 3.17 | Solar | Residential | 1385 BRAYFORD PT | Deland | FL | 32372 | Approved | NM-FL Net Metering | FL | 2010-02-04 | Connected | Photovoltaic |  | 2.695 | North Central |  | 2014-09-10 |  |  | Executed
DC | Forsyth | Lisa M Weller | 120/240 | Distribution | qty 16 LG MonoX 260 w PV Modules | 4.16 | Solar | Residential | 901 Shuman St | Winston Salem | NC | 27101 | Approved | NM-NC Net Metering | Carolinas | 2015-05-06 | Connected | Photovoltaic |  | 3.44 | Northern | Single | 2015-04-01 | 2015-05-05 | 2015-04-01 | Executed
DC | Catabwa | Lisa M Ellum | 120/240 | Distribution | Qty 26 Sun Edison Silvantis F Series - F270KyC | 7.02 | Solar | Residential | 4329 Pointe Norman Dr | Sherrills Ford | NC | 28673 | Approved | NM-NC Net Metering | Carolinas | 2014-10-24 | Connected | Photovoltaic |  | 9.117 | Central | Single | 2014-09-18 | 2014-10-22 | 2014-09-18 | Executed
DC | Orange | John M Schmidt | 120/240 | Distribution | SolarWorld/Sum module sw255 | 5.1 | Solar | Residential | 1114 TAPESTRY DR | Celebration | FL | 34747 | Approved | NM-FL Net Metering | FL | 2014-11-19 | Connected | Photovoltaic |  | 4.34 | South Central | Single | 2014-10-27 |  | 2014-10-27 | Executed
AC | WABASH | JOHN SIFERD | 120/240 |  | Skystream 3.7 wind turbine | 2.4 | Wind | Residential | 254 100 N W | WABASH | IN | 46992 | Approved | Net Metering - Standard Contract Rider No. 57 | IN | 2009-09-01 | Connected | Turbine |  | 2.4 | North | Single |  |  |  | Executed
DC | Pinellas | John Smith |  | Distribution |  | 4.6 | Solar | Residential | 1991 ORANGE CT | Dunedin | FL | 34698 | Approved | NM-FL Net Metering | FL | 2011-05-10 | Connected | Photovoltaic |  | 3.91 | South Coastal |  | 2014-09-10 |  |  | Executed
DC |  | John Solar, LLC |  | Distribution |  |  | Solar | Non-Residential | 8240 NC Hwy 96 N | Selma | NC | 0 | Cancelled |  | PEC Carolinas |  | Cancelled | Photovoltaic |  | 4000 | Unknown |  | 2014-10-21 |  | 2013-04-08 | Cancelled
DC | Lake | John Mara |  | Distribution |  | 8.82 | Solar | Residential | 159 BALMY COAST RD, SOLAR POWER | GROVELAND | FL | 34736 | Approved | NM-FL Net Metering | FL | 2014-02-12 | Connected | Photovoltaic |  | 7.497 | South Central |  | 2014-09-10 |  |  | Executed
DC | Jefferson | John Marcus | 120/240 | Distribution | Qty 12 CHAON 235watts, Solar Panels | 2.82 | Solar | Residential | 35 Sunrise Ln | Panacea | FL | 32346 | Approved | NM-FL Net Metering | FL | 2015-04-29 | Connected | Photovoltaic |  | 2.397 | North Coastal | Single | 2015-04-21 |  | 2015-04-21 | Executed
DC | Gulf | John Mathai |  | Distribution |  | 5.4 | Solar | Residential | 168 WESTWIND DR | Cape San Blas | FL | 32456 | Approved | NM-FL Net Metering | FL | 2010-09-07 | Connected | Photovoltaic |  | 4.59 | North Coastal |  | 2014-09-10 |  |  | Executed
DC | Orange | John Matronia |  | Distribution |  | 5.14 | Solar | Residential | 7218 BRANCHTREE DR | Orlando | FL | 32835 | Approved | NM-FL Net Metering | FL | 2009-12-01 | Connected | Photovoltaic |  | 4.369 | South Central |  | 2014-09-10 |  |  | Executed
DC | wake | John T Little INC |  |  | 50 - 80Watt Solar Panels | 4 | Solar | Residential | 4620 Watkin Road | Raleigh | NC | 27616 | Cancelled | NM-NC Net Metering | PEC Carolinas |  | Cancelled | Photovoltaic |  | 4 | Northern |  | 2013-06-27 |  | 2013-06-27 | Cancelled
DC | Lake | John McLinn | 120/240 | Distribution |  | 4.25 | Solar | Residential | 312 SALT MARSH LN, SOLAR PWR | Groveland | FL | 34736 | Approved | NM-FL Net Metering | FL | 2014-12-19 | Connected | Photovoltaic |  | 3.61 | South Central | Single | 2014-12-21 |  | 2014-12-21 | Executed
DC | Orange | John Meadors | 120/240 | Distribution | Qty 26 SW285W, solar panels | 7.41 | Solar | Residential | 2226 Redmark Ln | Winter Garden | FL | 34787 | Approved | NM-FL Net Metering | FL | 2015-05-28 | Connected | Photovoltaic |  | 6.298 | South Central | Single | 2015-05-22 |  | 2015-05-22 | Executed
DC | Buncombe | John Muehl | 120/240 | Distribution |  | 2 | Solar | Residential | 64 Westover Drive | Asheville | NC | 28801 | Approved | NC NM-Net Metering for Renewable Energy Facilities | PEC Carolinas | 2012-09-20 | Connected | Photovoltaic |  | 1.6 | Western | Single | 2012-10-18 |  |  | Executed
DC | WAKE | John T. Reese | 120/240 |  |  | 4.65 | Solar | Residential | 719 Devereux Street | Raleigh | NC | 27605 | Approved | NC CSP-Cogeneration and Small Power Producer-Sell All | PEC Carolinas | 2010-07-21 | Connected | Photovoltaic |  | 3.72 | Northern | Single | 2012-10-18 |  |  | Executed
DC | Lake | John Olson | 120/240 | Distribution |  | 8.25 | Solar | Residential | 324 SALT MARSH LN, SOLAR PWR | Groveland | FL | 34736 | Approved | NM-FL Net Metering | FL | 2014-10-28 | Connected | Photovoltaic |  | 7.01 | South Central | Single | 2014-10-16 |  | 2014-10-16 | Executed
DC | Franklin | John Orcutt | 120/240 | Distribution | Qty 18 (255 Watt) Solarworld SW 255 Mono 2.5 | 4.59 | Solar | Residential | 123 Neal Rd | Louisburg | NC | 27549 | Approved | NC NM-Net Metering for Renewable Energy Facilities | PEC Carolinas | 2013-06-11 | Connected | Photovoltaic |  | 3.672 | Northern | Single | 2013-03-22 |  | 2013-03-22 | Executed
DC | Orange | John Endicott |  | Distribution |  | 3.2 | Solar | Residential | 831 COLLIE LN | Maitland | FL | 32751 | Approved | NM-FL Net Metering | FL | 2009-05-11 | Connected | Photovoltaic |  | 2.72 | North Central |  | 2014-09-10 |  |  | Executed
DC | Pinellas | John P Kruczek | 120/240 | Distribution | Renesola | 1 | Solar | Residential | 9023 BAY ST NE | St. Petersburg | FL | 33702 | Approved | NM-FL Net Metering | FL | 2014-11-07 | Connected | Photovoltaic |  | 0.85 | South Coastal | Single | 2014-11-05 |  | 2014-11-05 | Executed
DC | Citrus | John P Nobel | 120/240 | Distribution | Qty 20 Solar World 285W Solar Panels | 5.7 | Solar | Residential | 4555 E Hillsdale Ln | Inverness | FL | 34452 | Approved | NM-FL Net Metering | FL | 2015-05-04 | Connected | Photovoltaic |  | 4.845 | North Coastal | Single | 2015-04-30 |  | 2015-04-30 | Executed
DC | Mecklenburg | Lisa E Darden | 120/240 | Distribution | Qty 4 (250 Watt) Renesola Virtus II Solar Module JC250M-24/Bbh | 1 | Solar | Residential | 3827 Severn Ave | Charlotte | NC | 28210 | Approved | NM-NC Net Metering | Carolinas | 2014-12-04 | Connected | Photovoltaic |  | 0.77 | Central | Single | 2014-09-19 | 2014-11-05 | 2014-09-19 | Executed
DC | Mecklenburg | Linnea D Wilson | 120/240 | Distribution | 4 Qty Sunmodule SW 250 Solar Panels | 1 | Solar | Residential | 4402 Singing Oak Ct Lot#80 | Charlotte | NC | 28269 | Approved | NM-NC Net Metering | Carolinas | 2014-12-31 | Connected | Photovoltaic |  | 0.86 | Central | Single | 2014-09-30 | 2014-12-29 | 2014-09-30 | Executed
DC | Wake | John P. Sall | 120/240 | Distribution | 12 SunPower White 240 Watt Solar Modules | 2.88 | Solar | Non-Residential | 201 Vineyard Lane | Cary | NC | 27513 | Approved | NC NM-Net Metering for Renewable Energy Facilities | PEC Carolinas | 2012-11-29 | Connected | Photovoltaic |  | 2.304 | Northern | Single | 2012-10-18 |  | 2012-11-27 | Executed
DC | Wake | John P. Sall | 120/240 | Distribution | Qty 10 345W Sunpower Solar Panels | 3.45 | Solar | Non-Residential | 201 Vineyard Lane | Cary | NC | 27513 | Approved | NC NM-Net Metering for Renewable Energy Facilities | PEC Carolinas | 2015-05-28 | Connected | Photovoltaic |  | 3 | Northern | Single | 2014-10-02 |  | 2014-10-02 | Executed
DC | Forsyth | John W. Petree | 120/240 | Distribution |  | 2.85 | Solar | Residential | 2150 Shore Rd | Rural Hall | NC | 27045 | Approved | SCG-NC Small Customer Generator Rider | Carolinas | 2009-05-20 | Superseded | Photovoltaic |  | 2.85 | Northern | Single | 2011-04-07 |  | 2009-05-04 | Superceded
DC | Rowan | Lindbergh Smiley, Jr | 120/240 | Distribution | Qty 4 250 W ReneSola Virtus Panels | 2 | Solar | Residential | 6019 Country Walk Dr | Charlotte | NC | 28212 | Approved | NM-NC Net Metering | Carolinas | 2015-04-20 | Connected | Photovoltaic |  | 1.72 | Central | Single | 2015-02-12 | 2015-04-17 | 2015-02-12 | Executed
DC | Cleveland | Linda Wollak | 120/240 | Distribution | Qty 30 Canadian Solar 310W Poly Solar Panels | 9.3 | Solar | Residential | 341 Kistler Rd | Lawndale | NC | 28090 | Approved | SCG-NC Small Customer Generator Rider | Carolinas | 2015-04-20 | Connected | Photovoltaic |  | 9 | Central | Single | 2015-02-11 | 2015-04-13 | 2015-02-11 | Executed
DC | Mecklenburg | John Wright | 120/240 | Distribution | Qty 6 Renesola Virtus II 250 (250watts) Solar Panels | 1.5 | Solar | Residential | 1613 Grace Ln | Charlotte | NC | 28262 | Pending | NM-NC Net Metering | Carolinas |  | Pending | Photovoltaic |  | 1.29 | Central | Single | 2015-05-21 |  | 2015-05-21 | Open
DC | Seminole | John Young |  | Distribution |  | 2.3 | Solar | Residential | 1024 WINDING WATERS CIR | Winter Springs | FL | 32708 | Approved | NM-FL Net Metering | FL | 2010-06-18 | Cancelled | Photovoltaic |  | 1.955 | North Central |  | 2014-09-10 |  |  | Cancelled
DC | Hamilton | John Paul Runyon | 120/240 | Distribution | thirty-six 270-W Suniva Optimus OPT270-60-4-1B0 solar panels | 9.72 | Solar | Residential | 4735 Miami Rd | Cincinnati | OH | 45243 | Approved | Rider NM - Net Metering Rider - OH | OH/KY | 2015-06-17 | Connected | Photovoltaic |  | 9 | Central | Single | 2015-06-11 |  | 2015-06-11 | Executed
DC | Yadkin | Linda Smith | 120/240 | Distribution |  | 5 | Solar | Residential | 2609 Bloomtown Road East Bend, North Carolina 27018 | East Bend | NC | 27018 | Approved | NM-NC Net Metering | Carolinas | 2014-03-21 | Connected | Photovoltaic |  | 5 | Northern | Single | 2014-02-26 | 2014-03-11 | 2014-02-26 | Executed
DC | Pasco | John Bacon |  | Distribution |  | 4.8 | Solar | Residential | 4341 DARLINGTON RD | HOLIDAY | FL | 34691 | Approved | NM-FL Net Metering | FL | 2012-12-07 | Connected | Photovoltaic |  | 4.08 | South Coastal |  | 2014-09-10 |  |  | Executed
DC | LAKE | John Potter |  | Distribution |  | 6.5 | Solar | Residential | 185 BALMY COAST RD, SOLAR POWER | GROVELAND | FL | 34736 | Approved | NM-FL Net Metering | FL | 2014-05-01 | Connected | Photovoltaic |  | 5.525 | South Central |  | 2014-09-10 |  |  | Executed
DC | Durham | Linda Barnett | 120/240 | Distribution | Qty 16 Suniva OPT270 270W | 4.32 | Solar | Residential | 4100 Thetford Rd | Durham | NC | 27702 | Approved | NM-NC Net Metering | Carolinas | 2015-03-31 | Connected | Photovoltaic |  | 3.84 | Northern | Single | 2015-02-24 | 2015-03-24 | 2015-02-24 | Executed
DC | Pinellas | John R Oldfield | 120/240 | Distribution | Qty 40 (250 Watt) Solar World SW250 Solar Panels | 10 | Solar | Residential | 13372 92nd Ave | Largo | FL | 33776 | Approved | NM-FL Net Metering | FL | 2015-03-03 | Connected | Photovoltaic |  | 8.5 | South Coastal | Single | 2015-02-26 |  | 2015-02-26 | Executed
AC | Duplin | Johnson Breeders, Inc |  | Distribution |  |  | Other | Non-Residential | 3333 HWY 117 North | Rose Hill | NC | 28458 | Approved | NC CSP29-Cogeneration and Small Power Producer-Sell Excess | PEC Carolinas | 2014-12-19 | Pending IA | Other | House of Raeford, Inc. | 100 | Unknown |  | 2014-10-21 |  | 2014-03-27 | Open
DC | Mecklenburg | Johnson C Smith Univ - NM | 12,470Y/7,200 | Distribution | qty 14 Canadian Solar CS6P-250W | 3.5 | Solar | Non-Residential | 100 Beatties Ford Rd | Charlotte | NC | 28216 | Pending | NM-NC Net Metering | Carolinas |  | Pending | Photovoltaic |  | 3 | Central | 3-phase | 2014-12-18 |  | 2014-12-18 | Open
DC | Mecklenburg | Johnson C Smith Univ - NM | 12,470Y/7,200 | Distribution | Southest Windpower Sky Stream 3.7 | 2.4 | Wind | Non-Residential | 100 Beatties Ford Rd | Charlotte | NC | 28216 | Pending | NM-NC Net Metering | Carolinas |  | Pending | Turbine |  | 2.4 | Central | 3-phase | 2014-12-18 |  | 2014-12-18 | Open
AC | JOHNSON | JOHNSON COUNTY REMC | 480Y/277 |  | Skystream 3.7 wind turbine | 2.4 | Wind | Non-Residential | 750 INTERNATIONAL DR | FRANKLIN | IN | 46131 | Approved | Net Metering - Standard Contract Rider No. 57 | IN | 2009-12-04 | Connected | Turbine |  | 2.4 | Southeast | 3 phase |  |  |  | Executed
DC | Robeson | Johnson Solar, LLC |  | Distribution |  |  | Solar | Non-Residential | Unknown | Clinton | NC | 28328 | Approved |  | PEC Carolinas |  | Pending | Photovoltaic |  | 5000 | Unknown |  | 2014-10-21 |  | 2014-08-20 | Open
DC | Johnston | Johnston Solar I, LLC |  | Distribution |  |  | Solar | Non-Residential | Unknown | Benson | NC | 27504 | On Hold |  | PEC Carolinas |  | Pending | Photovoltaic |  | 5000 | Unknown |  | 2014-10-21 |  | 2013-11-24 | Open
DC |  | Johnston Solar I, LLC |  | Distribution |  |  | Solar | Non-Residential | Unknown | Benson | NC | 27504 | Cancelled |  | PEC Carolinas |  | Cancelled | Photovoltaic |  | 5000 | Unknown |  | 2014-10-21 |  | 2013-01-23 | Cancelled
DC | CHATHAM | John R. Dykers, Jr. MD | 120/240 | Distribution | QTY 14 Sun Power 230 Solar Panels | 3.22 | Solar | Non-Residential | 401 N. Ivey Ave. Suite A | Siler City | NC | 27344 | Approved | NC NM-Net Metering for Renewable Energy Facilities | PEC Carolinas | 2014-09-09 | Connected | Photovoltaic |  | 4.2 | Northern | Single | 2014-08-08 |  | 2014-08-08 | Executed
DC | Pinellas | John Robinson |  | Distribution |  | 3.68 | Solar | Residential | 478 GLENCAIRN CIR | DUNEDIN | FL | 34698 | Approved | NM-FL Net Metering | FL | 2011-04-06 | Connected | Photovoltaic |  | 3.128 | South Coastal |  | 2014-09-10 |  |  | Executed
DC | Orange | Linda Palladino | 120/240 | Distribution | Qty 14 327W Sun Power Solar Panels | 4.58 | Solar | Residential | 11 Oakwood Dr | Chapel Hill | NC | 27517 | Approved | NM-NC Net Metering | Carolinas | 2014-09-18 | Connected | Photovoltaic |  | 5.948 | Northern | Single | 2014-08-08 | 2014-09-16 | 2014-08-08 | Executed
DC | Greenville | Linda J. Ketelaar | 120/240 | Distribution |  | 1.3 | Solar | Residential | 224 Cureton St | Greenville | SC | 29605 | Approved | NM-SC Net Metering | Carolinas | 2009-06-26 | Connected | Photovoltaic |  | 1.296 | Southern | Single | 2011-04-07 |  | 2009-06-04 | Executed
DC | Orange | Jon H. Berntsen | 120/240 | Distribution |  | 4 | Solar | Residential | 102 Wisteria Dr | Chapel Hill | NC | 27514 | Approved | SCG-NC Small Customer Generator Rider | Carolinas | 2007-07-06 | Superseded | Photovoltaic |  | 4 | Northern | Single | 2011-04-07 |  | 2007-06-04 | Superceded
DC | Catawba | Linda Cook | 120/240 | Distribution | (14) Samsung LPC250SM-08 |  | Solar | Residential | 3981 Laney Rd | Maiden | NC | 28650 | Approved | NM-NC Net Metering | Carolinas | 2015-02-06 | Connected | Photovoltaic |  | 3.01 | Central | Single | 2015-02-02 |  | 2015-02-02 | Executed
DC | Mecklenburg | Linda Sloan Alexander | 120/240 | Distribution | Qty 4 Sunmodule 250 W Solar Panels | 1 | Solar | Residential | 5301 Snow White Ln | Charlotte | NC | 28213 | Approved | NM-NC Net Metering | Carolinas | 2015-01-07 | Connected | Photovoltaic |  | 0.86 | Central | Single | 2014-10-22 | 2015-01-06 | 2014-10-22 | Executed
DC | Buncombe | John Seago | 120/240 | Distribution | 23 SunModule SW 240 poly - Solar Modules | 5.52 | Solar | Residential | 16 Quail Trail | Weaverville | NC | 28787 | Approved | NM-NC Net Metering | PEC Carolinas | 2013-10-09 | Connected | Photovoltaic |  | 3.96 | Western | Single | 2013-06-25 |  | 2013-06-25 | Executed
DC | CITRUS | John Simek |  | Distribution |  | 7.14 | Solar | Residential | 5522 N LENA DR | BEVERLY HILLS | FL | 34465 | Approved | NM-FL Net Metering | FL | 2014-06-06 | Connected | Photovoltaic |  | 6.069 | North Coastal |  | 2014-09-10 |  |  | Executed
DC | Mecklenburg | Lincoln A. Baxter | 120/240 | Distribution | Twenty-four Lumos LSX 250 Watts solar panels | 6 | Solar | Residential | 2524 Kingsbury Dr. | Charlotte | NC | 28205 | Approved | NM-NC Net Metering | Carolinas | 2014-01-03 | Connected | Photovoltaic |  | 6 | Central | Single | 2013-10-31 | 2013-12-31 | 2013-10-31 | Executed
DC | Seminole | John Brock |  | Distribution |  | 5.06 | Solar | Residential | 622 W PALM VALLEY DR | OVIEDO | FL | 32765 | Approved | NM-FL Net Metering | FL | 2010-06-03 | Connected | Photovoltaic |  | 4.301 | North Central |  | 2014-09-10 |  |  | Executed
DC | Seminole | John Bush |  | Distribution |  | 5.06 | Solar | Residential | 273 NE TRIPLET CT | Casselberry | FL | 32707 | Approved | NM-FL Net Metering | FL | 2010-02-04 | Connected | Photovoltaic |  | 4.301 | North Central |  | 2014-09-10 |  |  | Executed
DC | Pinellas | John Curran |  | Distribution |  | 3.06 | Solar | Residential | 7968 IDLEWILD LN | LARGO | FL | 33777 | Approved | NM-FL Net Metering | FL | 2014-07-29 | Connected | Photovoltaic |  | 2.601 | South Coastal |  | 2014-09-10 |  |  | Executed
DC | Pinellas | John T Mulder | 120/240 | Distribution | Candian Solar CS5P-255P | 6.12 | Solar | Residential | 4436 CLEARWATER HARBOR DR | Largo | FL | 33770 | Approved | NM-FL Net Metering | FL | 2014-11-13 | Connected | Photovoltaic |  | 5.2 | South Coastal | Single | 2014-11-07 |  | 2014-11-07 | Executed
DC | Orange | John Wallace |  | Distribution |  | 1.2 | Solar | Residential | 18609 HEWLETT RD | ORLANDO | FL | 32820 | Approved | NM-FL Net Metering | FL | 2011-06-14 | Connected | Photovoltaic |  | 1.02 | North Central |  | 2014-09-10 |  |  | Executed
DC | Guilford | Jonathan C Wang DDS PLLC | 120/240 | Distribution | Qty 93 Canadian (300 Watt) CS6X-300P Solar Panels | 27.9 | Solar | Non-Residential | 3818 N Elm St STE#A | Greensboro | NC | 27455 | Pending | NM-NC Net Metering | Carolinas |  | Pending | Photovoltaic |  | 27.9 | Northern | Single | 2015-05-15 |  | 2015-05-05 | Open
DC | Mecklenburg | Lillie M Forde | 120/240 | Distribution | Qty 4 Rensola 250W Solar Panels | 1 | Solar | Residential | 9422 Melanie Thompson Dr | Charlotte | NC | 28213 | Approved | NM-NC Net Metering | Carolinas | 2015-05-29 | Connected | Photovoltaic |  | 0.86 | Central | Single | 2015-03-19 | 2015-05-08 | 2015-03-19 | Executed
DC | Pinellas | John Theroux |  | Distribution |  | 8.3 | Solar | Residential | 2502 Northfield Ln | CLEARWATER | FL | 33761 | Approved | NM-FL Net Metering | FL | 2014-08-27 | Connected | Photovoltaic |  | 7.055 | South Coastal |  | 2014-09-10 |  |  | Executed
DC | Mecklenburg | Jonathan Daniels | 120/240 | Distribution | Qty 18 Canadian Solar CS6P-250W Panels | 4.5 | Solar | Residential | 14324 Dairus Kay Ct | Charlotte | NC | 28273 | Pending | NM-NC Net Metering | Carolinas |  | Pending | Photovoltaic |  | 3.87 | Central | Single | 2015-04-21 |  | 2015-04-21 | Open
DC | Wake | Jonathan Gindes | 120/240 | Distribution | Qty 21 LG 280W Solar Panels | 5.88 | Solar | Residential | 9406 Foxgrove Ct | Morrisville | NC | 27560 | Pending |  | Carolinas |  | Pending | Photovoltaic |  | 5 | Northern | Single | 2015-05-18 |  | 2015-05-18 | Open
DC | Orange | Lillian Mindich | 120/240 | Distribution | Qty 16 REC 255W PE | 4.08 | Solar | Residential | 133 Circadian Way | Chapel Hill | NC | 27516 | Approved | NM-NC Net Metering | Carolinas | 2014-09-16 | Connected | Photovoltaic |  | 5.299 | Northern | Single | 2014-08-18 | 2014-09-04 | 2014-08-18 | Executed
DC | Mecklenburg | Libby W Swad | 120/240 | Distribution | Qty 12 Mono 270 W Solar Panels | 3.24 | Solar | Residential | 124 Lois Dr | Gaffney | SC | 29341 | Approved | NM-SC Net Metering | Carolinas | 2015-01-13 | Connected | Photovoltaic |  | 3 | Central | Single | 2014-11-11 | 2015-01-12 | 2014-11-11 | Executed
DC | Vigo | John Vanatti | 120/240 | Distribution | 18 - J230W Jetion Solar Panels | 4.14 | Solar | Residential | 9683 Stuthard St N | Terre Haute | IN | 47805 | Approved | Net Metering - Standard Contract Rider No. 57 | IN | 2013-08-07 | Connected | Photovoltaic |  | 3.87 | Southern | Single | 2013-07-23 |  | 2013-07-23 | Executed
DC | CAMPBELL | Jonathan N Trauth | 120/240 |  | eighteen 175-W SunTech STP175S-24/Ab-1 solar panels | 3.15 | Solar | Residential | 853 Bunning Ln | Cold Spring | KY | 41076 | Approved | Rider NM - Net Metering Rider - KY | OH/KY | 2010-06-16 | Connected | Photovoltaic |  | 3.15 | North | Single |  |  |  | Executed
DC | Pinellas | John Verdaasdonk |  | Distribution |  | 3.52 | Solar | Residential | 1564 SUNRAY DR | Palm Harbor | FL | 34683 | Approved | NM-FL Net Metering | FL | 2009-11-06 | Connected | Photovoltaic |  | 2.992 | South Coastal |  | 2014-09-10 |  |  | Executed
DC | LAKE | John Asaro |  | Distribution |  | 6.13 | Solar | Residential | 114 CUPANIA CT, SOLAR POWER | GROVELAND | FL | 34736 | Approved | NM-FL Net Metering | FL | 2013-11-24 | Connected | Photovoltaic |  | 5.206 | South Central |  | 2014-09-10 |  |  | Executed
DC | ORANGE | Jonathan Simmons & Amy C Denham | 120/240 |  |  | 5.2 | Solar | Residential | 121 Merritt Drive | Chapel Hill | NC | 27517 | Cancelled | NC CSP-Cogeneration and Small Power Producer-Sell All | PEC Carolinas | 2009-03-31 | Cancelled | Photovoltaic |  | 4.16 | Northern | Single | 2012-10-18 |  |  | Cancelled
DC | Pinellas | John W Hurst | 120/240 | Distribution | Qty 42 Solar World FP-15-0113A 280W Solar Panels | 11.76 | Solar | Residential | 2681 Lakebreeze Ln N | Clearwater | FL | 33759 | Approved | NM-FL Net Metering | FL | 2015-04-15 | Connected | Photovoltaic |  | 9.996 | South Coastal | Single | 2015-04-14 |  | 2015-04-14 | Executed
DC | SEMINOLE | John Parsons |  | Distribution |  | 5.04 | Solar | Residential | 1141 EAGLES WATCH TRL | WINTER SPRINGS | FL | 32708 | Approved | NM-FL Net Metering | FL | 2013-10-14 | Connected | Photovoltaic |  | 4.28 | North Central |  | 2014-09-10 |  |  | Executed
DC | Gaston | Lewis Arthur Sanders | 120/240 | Distribution | Qty 4 ReneSola 250 W Virtus II Panels | 1 | Solar | Residential | 209 Wingate Dr | Stanley | NC | 28164 | Approved | NM-NC Net Metering | Carolinas | 2015-05-20 | Connected | Photovoltaic |  | 0.86 | Central | Single | 2015-04-01 | 2015-05-19 | 2015-04-01 | Executed
DC | Guilford | Letitia and Jason Webster | 120/240 | Distribution | Qty 15 (327 Watt) SunPower SPR-327NE-WHT-D | 4.91 | Solar | Residential | 7006 Cross Hook Ct | Summerfield | NC | 27358 | Approved | NM-NC Net Metering | Carolinas | 2013-03-28 | Connected | Photovoltaic |  | 4.905 | Northern | Single | 2013-02-14 | 2013-03-22 | 2013-02-14 | Executed
DC | New Hanover | John Williams | 120/240 | Distribution |  | 1.25 | Solar | Residential | 4013 Rounding Bend Lane | Wilmington | NC | 28412 | Approved | NC NM-Net Metering for Renewable Energy Facilities | PEC Carolinas | 2011-11-18 | Connected | Photovoltaic |  | 1 | Eastern | Single | 2012-10-18 |  |  | Executed
DC | Vance | Jordan Solar LLC |  | Distribution | Qty 22,344 JA Solar JAP6 72-310/3BB | 6926.64 | Solar | Non-Residential | 3967 Weldons Mill Rd. | Henderson | NC | 27537 | On Hold |  | PEC Carolinas |  | Pending | Photovoltaic |  | 4500 | Unknown | 3-phase | 2015-01-22 |  | 2015-01-22 | Open
DC | Volusia | John Ziegler | 120/240 | Distribution | Qty 24 SPR327 NEW 327watts, solar panels | 7.85 | Solar | Residential | 1799 Philadelphia Ct | Deltona | FL | 32725 | Approved | NM-FL Net Metering | FL | 2015-04-24 | Connected | Photovoltaic |  | 6.67 | North Central | Single | 2015-04-21 |  | 2015-04-21 | Executed
DC | Mecklenburg | Leticia Williams | 120/240 | Distribution | 5 Renesola 250W Panels (JC250M-24/Bbh) | 1.25 | Solar | Residential | 3800 Topsfield Rd | Charlotte | NC | 28211 | Approved | NM-NC Net Metering | Carolinas | 2015-01-07 | Connected | Photovoltaic |  | 1.075 | Central | Single | 2014-10-29 | 2015-01-02 | 2014-10-29 | Executed
DC | Polk | Johnny Copeland | 120/240 | Distribution | Qty 27 SW275Watts, Solar Panels | 7.43 | Solar | Residential | 507 Shepard Ave | Dundee | FL | 33838 | Approved | NM-FL Net Metering | FL | 2015-04-08 | Connected | Photovoltaic |  | 6.31 | South Central | Single | 2015-03-26 |  | 2015-03-26 | Executed
DC |  | Johnny L. Handy | 120/240 | Distribution |  | 1.4 | Solar | Residential | 2009 Emerson Ave. | Cincinnati | OH | 45239 | Approved | Rider NM - Net Metering Rider - OH | OH/KY | 2011-04-13 | Connected | Photovoltaic |  | 1.4 | Central | Single | 2011-05-11 |  | 2011-05-11 | Executed
DC | Forsyth | Leslie Poole | 120/240 | Distribution | 27 SunPower E19 245W panels | 6.6 | Solar | Residential | 4600 Briggs Rd | Tobaccoville | NC | 27050 | Approved | NM-NC Net Metering | Carolinas | 2012-08-29 | Connected | Photovoltaic |  | 6 | Central | Single | 2012-06-22 | 2012-08-24 | 2012-06-22 | Executed
DC | HIGHLANDS | Johnny Wehunt |  | Distribution |  | 4.32 | Solar | Residential | 103 HILLCREST DR | AVON PARK | FL | 33825 | Approved | NM-FL Net Metering | FL | 2014-01-24 | Connected | Photovoltaic |  | 3.672 | South Central |  | 2014-09-10 |  |  | Executed
DC | Polk | Jolinda Farley |  | Distribution |  | 2.53 | Solar | Residential | 9701 SAINT CLAIR RD | Haines City | FL | 33844 | Approved | NM-FL Net Metering | FL | 2010-04-20 | Connected | Photovoltaic |  | 2.151 | South Central |  | 2014-09-10 |  |  | Executed
DC | SEMINOLE | Jose Fernandez |  | Distribution |  | 2.4 | Solar | Residential | 918 PUMA TRL | WINTER SPRINGS | FL | 32708 | Approved | NM-FL Net Metering | FL | 2013-09-19 | Superseded | Photovoltaic |  | 2.04 | North Central |  | 2014-09-10 |  |  | Superceded
DC | Buncombe | Jolynn Sessions | 120/240 | Distribution |  | 3.38 | Solar | Residential | 596 Garren Creek Road | Fairview | NC | 28730 | Approved | NC NM-Net Metering for Renewable Energy Facilities | PEC Carolinas | 2011-09-22 | Connected | Photovoltaic |  | 2.7 | Western | Single | 2012-10-18 |  |  | Executed
DC | Hamilton | Jon Blickenstaff | 120/240 | Distribution | fifty-seven Mage Powertec 240-W solar modules | 13.68 | Solar | Residential | 1225 North Bend Rd W | Cincinnati | OH | 45224 | Approved | Rider NM - Net Metering Rider - OH | OH/KY | 2012-11-19 | Connected | Photovoltaic |  | 12 | Central | Single | 2012-11-02 |  | 2012-11-02 | Executed
DC | ORANGE | Jon Payne |  | Distribution |  | 10 | Solar | Residential | 2409 MISCINDY PL | ORLANDO | FL | 32806 | Approved | NM-FL Net Metering | FL | 2014-01-20 | Connected | Photovoltaic |  | 8.5 | South Central |  | 2014-09-10 |  |  | Executed
DC | Wake | Leslie J. Young | 120/240 | Distribution | 21 (327 Watt) SunPower E20-327 Solar Panels | 6.87 | Solar | Residential | 5328 Willow Cry Lane | Raleigh | NC | 27613 | Approved | SCG-NC Small Customer Generator Rider | Carolinas | 2012-07-12 | Connected | Photovoltaic |  | 6.867 | Northern | Single | 2012-06-04 | 2012-07-10 | 2012-06-04 | Executed
DC |  | Jon Hoffman | 120/240 | Distribution | twelve 270-W Suniva Optimus OPT270-60-4-1B0 solar panels | 3.24 | Solar | Residential | 5815 Stonewall Jackson Dr | Milford | OH | 45150 | Approved | Rider NM - Net Metering Rider - OH | OH/KY | 2015-04-07 | Connected | Photovoltaic |  | 3 | East | Single | 2015-03-11 |  | 2015-03-11 | Executed
DC | Pender | Jon Mark Kaliszewski | 120/240 | Distribution | 20 250W Green Triplex | 5 | Solar | Residential | 2357 Pinnacle Pkwy | Hampstead | NC | 28443 | Pending | NC NM-Net Metering for Renewable Energy Facilities | PEC Carolinas | 2014-01-08 | Connected | Photovoltaic |  | 4 | Eastern | Single | 2013-11-07 |  | 2013-11-07 | Executed
DC | Orange | Leslie A Montana | 120/240 | Distribution | Qty 16 REC 255 BE Blk solar panels | 4.08 | Solar | Residential | 112 Purple Leaf Place | Carrboro | NC | 27510 | Approved | NM-NC Net Metering | Carolinas | 2014-12-30 | Connected | Photovoltaic |  | 4 | Northern | Single | 2014-11-13 | 2014-12-17 | 2014-11-13 | Executed
DC | LAKE | Jon Brill |  | Distribution |  | 6.24 | Solar | Residential | 172 BALMY COAST ROAD, SOLAR POWER | GROVELAND | FL | 34736 | Approved | NM-FL Net Metering | FL | 2013-12-04 | Connected | Photovoltaic |  | 5.304 | South Central |  | 2014-09-10 |  |  | Executed
DC | Guilford | Lesley J Barker | 120/240 | Distribution | Qty 14 (215 Watt) Sunmodule SPR215W Solar Panels | 3 | Solar | Residential | 2903 Northampton Dr | Greensboro | NC | 27408 | Approved | NM-NC Net Metering | Carolinas | 2015-05-01 | Connected | Photovoltaic |  | 2.32 | Northern | Single | 2014-10-29 |  | 2014-10-29 | Executed
DC | WAKE | Joseph A. Jenkens | 120/240 |  |  | 5.25 | Solar | Residential | 720 Skymont Dr | Holly Springs | NC | 27540 | Approved | NC CSP-Cogeneration and Small Power Producer-Sell All | PEC Carolinas | 2011-03-21 | Cancelled | Photovoltaic |  | 4.2 | Northern | Single | 2012-10-18 |  |  | Cancelled
DC | Haywood | Jon W and Doris Johnson | 120/240 | Distribution | 36 LG 250W Solar Module | 9.18 | Solar | Residential | 745 Bunny Run Rd | Canton | NC | 28716 | Approved | NC NM-Net Metering for Renewable Energy Facilities | PEC Carolinas | 2013-08-30 | Connected | Photovoltaic |  | 9.18 | Western | Single | 2013-06-28 |  | 2013-06-28 | Executed
| HARRISON | JOSEPH BRUSKA | 120/240 |  |  |  | Solar | Residential | 2800 RAILROAD AV | CRANDALL | IN | 47114 | Approved | Net Metering - Standard Contract Rider No. 57 | IN | 2010-06-03 | Cancelled | Photovoltaic |  | 9.6 | Southeast | Single | 2011-08-03 |  |  | Cancelled
DC | Alexander | Lerin D Berwick | 120/240 | Distribution | Qty 9 (250 Watt) Mage Powertec Plus 250/6MNCS Panels | 2.25 | Solar | Residential | 1898 NC Highway 127 | Taylorsville | NC | 28681 | Approved | NM-NC Net Metering | Carolinas | 2012-12-12 | Connected | Photovoltaic |  | 1.94 | Central | Single | 2012-11-19 | 2012-12-11 | 2012-11-19 | Executed
DC | Vance | Joseph Callahan |  |  |  | 5.88 | Solar | Residential | 391 Burning Tree Dr. | Henderson | NC | 27537 | Approved | NC CSP-Cogeneration and Small Power Producer-Sell All | PEC Carolinas | 2008-07-22 | Connected | Photovoltaic |  | 4.7 | Northern |  | 2012-10-18 |  |  | Executed
DC | Guilford | Leon's Beauty School, Inc. - NM | 208Y/120 | Distribution |  | 35 | Solar | Non-Residential | 1305 Coliseum Blvd | Greensboro | NC | 27403 | Approved | PP-N NC - Non-Hydroelectric Qualifying Facilities | Carolinas | 2009-10-30 | Connected | Photovoltaic | Leon's Beauty School PV Installation | 35.475 | Northern | 3-phase | 2011-04-07 |  | 2009-09-10 | Executed
DC |  | Joseph Cole | 120/240 | Distribution | QTY 12 REC 255 Peak Energy BLK Series | 3.06 | Solar | Residential | 101 W Winmore Ave | Chapel Hill | NC | 27516 | Cancelled | NM-NC Net Metering | Carolinas | 2014-10-23 | Cancelled | Photovoltaic |  | 3 | Northern | Single | 2014-09-16 |  | 2014-09-16 | Cancelled
DC | Forsyth | Lee V Beatty | 120/240 | Distribution | 20 (245 Watt) SPR-245NE-WHT-D Solar Panels | 4.9 | Solar | Residential | 106 Bashavia Woods Trl. | Pfafftown | NC | 27040 | Approved | NM-NC Net Metering | Carolinas | 2012-06-22 | Connected | Photovoltaic |  | 4.2 | Northern | Single | 2012-05-14 |  | 2012-05-14 | Executed
DC | Durham | Lee Kuyper | 120/240 | Distribution | 16 - Enphase M215 Microinverters - Solar Modules | 4 | Solar | Residential | 6 Plowlan Place | Durham | NC | 27707 | Approved | NM-NC Net Metering | Carolinas | 2013-09-18 | Connected | Photovoltaic |  | 3.44 | Northern | Single | 2013-06-17 | 2013-08-29 | 2013-06-17 | Executed
DC | Union | Leatrice Gilbert | 120/240 | Distribution | Qty 5 Renesola 250 W Solar Panels | 1.25 | Solar | Residential | 1005 Whaley View Pl | Indian Trail | NC | 28079 | Approved | NM-NC Net Metering | Carolinas | 2015-02-11 | Connected | Photovoltaic |  | 1.075 | Central | Single | 2014-11-11 | 2015-02-06 | 2014-11-11 | Executed
DC | Mecklenburg | Leander & Alicia Fuller | 120/240 | Distribution | Qty 4 (250 Watt) Renesola Virtus JC250M-24/Bbh Solar Panels | 1 | Solar | Residential | 6150 Troters Ridge Rd | Charlotte | NC | 28227 | Approved | NM-NC Net Metering | Carolinas | 2014-12-05 | Connected | Photovoltaic |  | 0.86 | Central | Single | 2014-10-01 | 2014-11-21 | 2014-10-01 | Executed
DC |  | Joseph Ehrenreich |  |  |  | 1.25 | Solar | Residential | 816 Elbridge Drive | Raleigh | NC | 11111 | Cancelled | NC NM-Net Metering for Renewable Energy Facilities | PEC Carolinas |  |  | Photovoltaic |  | 1 | Northern |  | 2012-10-18 |  |  | Cancelled
DC | Buncombe | Jonathan Snover | 120/240 | Distribution | QTY 8 Kyocera 250 Modules | 2 | Solar | Residential | 20 CLYDE ST | Asheville | NC | 28801 | Approved | NC NM-Net Metering for Renewable Energy Facilities | PEC Carolinas | 2014-02-27 | Connected | Photovoltaic |  | 2 | Western | Single | 2014-02-07 |  | 2014-02-07 | Executed
DC | Seminole | Jonathan Lansel | 120/240 | Distribution | Qty 40 Axitec AC250P/156-60S, (250watts) Solar Panels | 10 | Solar | Residential | 826 Havenwood Dr | Orlando | FL | 32828 | Approved | NM-FL Net Metering | FL | 2015-05-12 | Connected | Photovoltaic |  | 8.5 | North Central | Single | 2015-05-07 |  | 2015-05-07 | Executed
DC | Durham | Lawrence V and Lucille Howard | 120/240 | Distribution | qty 21 REC PE (Blk) 260W solar panels | 5.46 | Solar | Residential | 5620 Jomali Dr | Durham | NC | 27705 | Approved | NM-NC Net Metering | Carolinas | 2015-03-02 | Connected | Photovoltaic |  | 5 | Northern | Single | 2015-01-30 | 2015-02-23 | 2015-01-30 | Executed
DC | ORANGE | Jonathan Simmons & Amy C Denham | 120/240 | Distribution | Qty 24 Sumpower SPR-225 | 5.4 | Solar | Residential | 121 Merritt Drive | Chapel Hill | NC | 27517 | Approved | NC NM-Net Metering for Renewable Energy Facilities | PEC Carolinas | 2014-08-20 | Connected | Photovoltaic |  | 4.158 | Northern | Single | 2014-06-11 |  | 2014-06-11 | Executed
DC | CAMPBELL | Joseph Haas Jr. | 120/240 | Distribution | 24 (175 Watt) Suntech Solar Panels | 4.2 | Solar | Residential | 5306 Dodsworth Ln | Cold Spring | KY | 41076 | Approved | Rider NM - Net Metering Rider - KY | OH/KY | 2010-06-03 | Superseded | Photovoltaic |  | 4.2 | North | Single |  |  |  | Superceded
DC | Durham | Lawrence Adrian | 120/240 | Distribution |  | 4.9 | Solar | Residential | 101 Kaitlin Drive | Durham | NC | 27713 | Approved | PP-N NC - Non-Hydroelectric Qualifying Facilities | Carolinas | 2011-07-06 | Connected | Photovoltaic | Adrian PV Installation | 4 | Northern | Single | 2011-06-15 |  | 2011-06-15 | Executed
DC | Rowan | Lawrence Electric, Inc. | 120/240 | Distribution | 8 (255 Watt) Suniva ART-255-60-3-100 Solar Panel | 2.04 | Solar | Non-Residential | 339 Calhoun St. | Salisbury | NC | 28144 | Approved | PP-N NC - Non-Hydroelectric Qualifying Facilities | Carolinas | 2012-06-08 | Connected | Photovoltaic | Lawrence Electric PV Installation | 2 | Central | Single | 2012-04-12 |  | 2012-04-12 | Executed
DC | Anderson | Lawrence B Miller | 120/240 | Distribution |  | 3.44 | Solar | Residential | 224 Peartree Ln | Anderson | SC | 29625 | Approved | PP-SC Purchased Power | Carolinas | 2009-12-17 | Connected | Photovoltaic | Miller PV System | 3.44 | Southern | Single | 2011-04-07 |  | 2009-11-17 | Executed
DC | HAMILTON | JOSEPH L. TRAUTH JR. | single |  | twenty-four 175-W Suntech Black Label STP175S-24/Ab-1 solar panels | 4.2 | Solar | Residential | 2 CLOISTER CT | CINCINNATI | OH | 45208 | Approved | Rider NM - Net Metering Rider - OH | OH/KY | 2010-06-30 | Connected | Photovoltaic |  | 4.2 | Central | 120/240 |  |  |  | Executed
DC | Mecklenburg | Lauren Schalburg | 120/240 | Distribution | QTY 18 Sunmodule 250 Modules | 4.5 | Solar | Residential | 816 E 37th St | Charlotte | NC | 28205 | Approved | NM-NC Net Metering | Carolinas | 2014-10-21 | Connected | Photovoltaic |  | 4.5 | Central | Single | 2014-09-16 | 2014-10-20 | 2014-09-16 | Executed
DC | Pinellas | Jorge Alduende | 120/240 | Distribution | Qty 7 Q Pro G3 250W Solar Panels | 1.75 | Solar | Residential | 2100 76th St N | St Petersburg | FL | 33710 | Approved | NM-FL Net Metering | FL | 2015-04-23 | Connected | Photovoltaic |  | 1.488 | South Coastal | Single | 2015-04-13 |  | 2015-04-13 | Executed
DC | Seminole | Jorge B Felix | 120/240 | Distribution |  | 11.12 | Solar | Residential | 3740 BEAR GULLY RD | Winter Park | FL | 32792 | Approved | NM-FL Net Metering | FL | 2014-11-18 | Connected | Photovoltaic |  | 9.45 | North Central | Single | 2014-11-18 |  | 2014-11-18 | Executed
DC |  | Jorge Colon | 120/240 | Distribution | Qty 40 RNG-Renogy,250W solar panels | 10 | Solar | Residential | 656 Spring Cavern Ave | Orange City | FL | 32763 | Approved | NM-FL Net Metering | FL | 2015-04-24 | Connected | Photovoltaic |  | 8.5 | North Central | Single | 2015-04-21 |  | 2015-04-21 | Executed
DC | Seminole | Jorge Rivero |  | Distribution |  | 10 | Solar | Residential | 377 EAGLE CREEK CIR | Lake Mary | FL | 32746 | Approved | NM-FL Net Metering | FL | 2010-11-03 | Connected | Photovoltaic |  | 8.5 | North Central |  | 2014-09-10 |  |  | Executed
DC | Orange | Jose Giron |  | Distribution |  | 4.76 | Solar | Residential | 9466 WICKHAM WAY | Orlando | FL | 32836 | Approved | NM-FL Net Metering | FL | 2011-01-04 | Connected | Photovoltaic |  | 4.046 | South Central |  | 2014-09-10 |  |  | Executed
DC | Pinellas | Jose Rosario |  | Distribution |  | 7.28 | Solar | Residential | 710 37TH STREET NORTH | ST. PETERSBURG | FL | 33713 | Approved | NM-FL Net Metering | FL | 2013-03-11 | Connected | Photovoltaic |  | 6.188 | South Coastal |  | 2014-09-10 |  |  | Executed
DC | HAMILTON | JOSEPH MURPHY | single |  | five 175-W Suntech Black Label STP175S-24/Ab-1 solar panels | 0.88 | Solar | Residential | 5342 INDIAN MOUND | CINCINNATI | OH | 45212 | Approved | Rider NM - Net Metering Rider - OH | OH/KY | 2009-07-15 | Connected | Photovoltaic |  | 0.875 | Central | 120/240 |  |  |  | Executed
DC | Orange | Jose F Bonilla | 120/240 | Distribution | Qty 24 (250 Watt) Yingli YL250P-29P | 6 | Solar | Residential | 411 Silver Maple Rd | Solar Power Groveland | FL | 34736 | Approved | NM-FL Net Metering | FL | 2015-01-30 | Connected | Photovoltaic |  | 5.1 | South Central | Single | 2015-01-23 |  | 2015-01-23 | Executed
DC | SEMINOLE | Jose Fernandez |  | Distribution |  | 6.4 | Solar | Residential | 918 PUMA TRL | WINTER SPRINGS | FL | 32708 | Approved | NM-FL Net Metering | FL | 2013-09-19 | Connected | Photovoltaic |  | 5.44 | North Central | Single | 2014-11-06 |  | 2014-11-06 | Executed
DC | Pinellas | Jose Jimenez-Garcia |  | Distribution |  | 5.64 | Solar | Residential | 8132 52ND WAY | PINELLAS PARK | FL | 33781 | Approved | NM-FL Net Metering | FL | 2014-03-18 | Connected | Photovoltaic |  | 4.794 | South Coastal |  | 2014-09-10 |  |  | Executed
DC | WAYNE | Joseph Ponzi | 120/240 |  |  | 5.08 | Solar | Residential | 506 Handley Acres Drive | Goldsboro | NC | 27534 | Approved | NC CSP-Cogeneration and Small Power Producer-Sell All | PEC Carolinas | 2010-06-15 | Connected | Photovoltaic |  | 4.06 | Eastern | Single | 2012-10-18 |  |  | Executed
DC | Volusia | Jose Orama | 120/240 | Distribution | Qty 20 Renogy 250W Solar Panels | 5 | Solar | Residential | 1535 Catalina Blvd | Deltona | FL | 32725 | Approved | NM-FL Net Metering | FL | 2015-05-14 | Connected | Photovoltaic |  | 4.25 | North Central | Single | 2015-04-22 |  | 2015-04-22 | Executed
DC | SEMINOLE | Jose Romero |  | Distribution |  | 5.1 | Solar | Residential | 114 DELLWOOD DR | LONGWOOD | FL | 32750 | Approved | NM-FL Net Metering | FL | 2013-11-08 | Connected | Photovoltaic |  | 4.335 | North Central |  | 2014-09-10 |  |  | Executed
DC | Volusia | Josee Nobert |  | Distribution |  | 8.73 | Solar | Residential | 101 LAKE HARBOR DR | DELAND | FL | 32724 | Approved | NM-FL Net Metering | FL | 2012-12-20 | Connected | Photovoltaic |  | 7.421 | North Central |  | 2014-09-10 |  |  | Executed
DC | Mecklenburg | Joseph Recore | 120/240 | Distribution | qty 6: Canadian Solar CS6P-250W, qty6 SolarWorld SW250Poly 2 solar panels | 3 | Solar | Residential | 12150 Moores Chapel Rd | charlotte | NC | 28214 | Pending | NM-NC Net Metering | Carolinas |  | Pending | Photovoltaic |  | 2.58 | Central | 3-phase | 2015-02-24 |  | 2015-02-24 | Open
DC | Volusia | Joseph Corgan |  | Distribution |  | 5.62 | Solar | Residential | 3735 Corgan Rd | Deland | FL | 32724 | Approved | NM-FL Net Metering | FL | 2007-03-09 | Superseded | Photovoltaic |  | 4.777 | North Central |  | 2014-09-10 |  |  | Superceded
DC | Pinellas | Josefa Barros |  | Distribution |  | 5.04 | Solar | Residential | 8 TANGELO TER | SAFETY HARBOR | FL | 34695 | Approved | NM-FL Net Metering | FL | 2010-04-13 | Connected | Photovoltaic |  | 4.284 | South Coastal |  | 2014-09-10 |  |  | Executed
DC | Pinellas | Josefina C Dedios | 120/240 | Distribution | Phono Solar | 2 | Solar | Residential | 3479 13TH AVE N | St. Petersburg | FL | 33713 | Approved | NM-FL Net Metering | FL | 2014-12-12 | Connected | Photovoltaic |  | 1.7 | South Coastal | Single | 2014-12-15 |  | 2014-12-15 | Executed
DC | HIGHLANDS | Joseph Sidebottom |  | Distribution |  | 4 | Solar | Residential | 132 PRADO CT | SEBRING | FL | 33876 | Approved | NM-FL Net Metering | FL | 2012-05-04 | Superseded | Photovoltaic |  | 3.4 | South Central |  | 2014-09-10 |  |  | Superceded
DC | Orange | Lauren Leaver-Fay | 120/240 | Distribution | Qty 15 250W Canadian Solar Panels | 3.75 | Solar | Residential | 409 Robert Hunt Dr | Carrboro | NC | 27510 | Approved | NM-NC Net Metering | Carolinas | 2014-09-08 | Connected | Photovoltaic |  | 2.888 | Northern | Single | 2014-08-08 | 2014-08-27 | 2014-08-08 | Executed
DC | Seminole | Joseph Sorensen |  | Distribution |  | 3.6 | Solar | Residential | 921 FLORIDA AVE | OVIEDO | FL | 32765 | Approved | NM-FL Net Metering | FL | 2011-09-09 | Connected | Photovoltaic |  | 3.06 | North Central |  | 2014-09-10 |  |  | Executed
DC | Mecklenburg | Lauren K Lawrence | 120/240 | Distribution | Qty 4 250 W ReneSola Virtus Panels | 1 | Solar | Residential | 9825 Coriander Court | Charlotte | NC | 28215 | Approved | NM-NC Net Metering | Carolinas | 2015-05-04 | Connected | Photovoltaic |  | 0.22 | Southern | Single | 2015-02-20 | 2015-05-01 | 2015-02-20 | Executed
DC | Monroe | Joseph C Kettenis | 120/240 | Distribution | twenty-six 300-W LG MonoX solar panels | 7.8 | Solar | Residential | 2410 Woodbine Dr E | Bloomington | IN | 47401 | Approved | Net Metering - Standard Contract Rider No. 57 | IN | 2015-02-24 | Connected | Photovoltaic |  | 7.6 | Southern | Single | 2015-02-13 |  | 2015-02-13 | Executed
DC | Orange | Lauren Hart | 120/240 | Distribution | Qty 8 250W Canadian Solar Panels | 2 | Solar | Residential | 201 Alabama Ave | Carrboro | NC | 27510 | Approved | NM-NC Net Metering | Carolinas | 2014-08-20 | Connected | Photovoltaic |  | 2.597 | Northern | Single | 2014-07-28 | 2014-08-18 | 2014-07-28 | Executed
DC | Volusia | Joseph Cosby |  | Distribution |  | 7.2 | Solar | Residential | 995 N KEPLER RD | DELAND | FL | 32724 | Approved | NM-FL Net Metering | FL | 2012-06-11 | Connected | Photovoltaic |  | 6.12 | North Central |  | 2014-09-10 |  |  | Executed
DC | Orange | Joseph Bartlett |  | Distribution |  | 7 | Solar | Residential | 1002 COURTLAND ST | Orlando | FL | 32804 | Approved | NM-FL Net Metering | FL | 2011-07-14 | Connected | Photovoltaic |  | 5.95 | North Central |  | 2014-09-10 |  |  | Executed
DC | Guilford | Laurel M. Driver | 120/240 | Distribution |  | 3.68 | Solar | Residential | 4701 Lane Rd | Greensboro | NC | 27406 | Approved | SCG-NC Small Customer Generator Rider | Carolinas | 2010-07-28 | Connected | Photovoltaic |  | 3.68 | Northern | Single | 2011-04-07 |  | 2010-07-16 | Executed
DC | LAKE | Joseph Mcdermott |  | Distribution |  | 7 | Solar | Residential | 108 Mist Flower Ln, Solar Pwr | GROVELAND | FL | 34736 | Approved | NM-FL Net Metering | FL | 2014-08-11 | Connected | Photovoltaic |  | 5.95 | South Central |  | 2014-09-10 |  |  | Executed
DC | SEMINOLE | Joseph Curtiss |  | Distribution |  | 3 | Solar | Residential | 394 BRENTWOOD CLUB CV | LONGWOOD | FL | 32750 | Approved | NM-FL Net Metering | FL | 2014-01-23 | Connected | Photovoltaic |  | 2.55 | North Central |  | 2014-09-10 |  |  | Executed
DC | Wake | Joseph F Evangelista |  | Distribution |  | 3.45 | Solar | Residential | 112 Yates Forest Lane | Raleigh | NC | 27603 | Approved | NC NM-Net Metering for Renewable Energy Facilities | PEC Carolinas | 2012-10-30 | Connected | Photovoltaic |  | 2.76 | Northern | Single | 2012-12-27 |  |  | Executed
DC | PASCO | Joseph Fey |  | Distribution |  | 5.13 | Solar | Residential | 8926 GUM TREE AVE | NEW PORT RICHEY | FL | 34653 | Approved | NM-FL Net Metering | FL | 2014-06-23 | Connected | Photovoltaic |  | 4.361 | South Coastal |  | 2014-09-10 |  |  | Executed
DC |  | Joseph Fruth | 120/240 | Distribution | eight 175-W Andalay solar panels | 1.4 | Solar | Residential | 648 Cascade Rd. | Cincinnati | OH | 45240 | Approved | Rider NM - Net Metering Rider - OH | OH/KY | 2011-04-07 | Connected | Photovoltaic |  | 1.4 | South | Single | 2011-05-11 |  | 2011-05-11 | Executed
DC |  | Joshua Parsell | 120/240 | Distribution | forty 300-W Amerisolar AS-6P solar modules | 12 | Solar | Residential | 2393 Royal Manor Pl | Fairfield | OH | 45014 | Approved | Rider NM - Net Metering Rider - OH | OH/KY |  | Pending Meter Set | Photovoltaic |  | 11.4 | South | Single | 2015-06-16 |  | 2015-06-16 | Open
DC | Campbell | Joseph Haas Jr. | 120/240 | Distribution | ten 235-W Solarworld panels | 2.35 | Solar | Residential | 5306 Dodsworth Ln | Cold Spring | KY | 41076 | Approved | Rider NM - Net Metering Rider - KY | OH/KY | 2012-06-18 | Connected | Photovoltaic |  | 6.71 | North | Single | 2012-06-15 |  | 2012-06-15 | Executed
DC | Orange | Joseph K Bratton | 120/240 | Distribution | Qty 22 (270 Watt) SolarWorld SW270 | 5.94 | Solar | Residential | 5902 Blakeford Dr | Windermere | FL | 34786 | Approved | NM-FL Net Metering | FL | 2015-02-03 | Connected | Photovoltaic |  | 5.05 | South Central | Single | 2015-01-28 |  | 2015-01-28 | Executed
DC | Pinellas | Joseph Kniffin |  | Distribution |  | 4.71 | Solar | Residential | 401 STILL MEADOWS CIR E | Palm Harbor | FL | 34683 | Approved | NM-FL Net Metering | FL | 2010-07-01 | Connected | Photovoltaic |  | 4.004 | South Coastal |  | 2014-09-10 |  |  | Executed
DC | ORANGE | Joseph Liffey |  | Distribution |  | 2.5 | Solar | Residential | 131 WOODSTREAM CT | MAITLAND | FL | 32751 | Approved | NM-FL Net Metering | FL | 2014-06-19 | Connected | Photovoltaic |  | 2.125 | North Central |  | 2014-09-10 |  |  | Executed
DC | ORANGE | Joseph Crum |  | Distribution |  | 6.6 | Solar | Residential | 5531 DELANO LN | ORLANDO | FL | 32821 | Approved | NM-FL Net Metering | FL | 2014-08-06 | Connected | Photovoltaic |  | 5.61 | South Central |  | 2014-09-10 |  |  | Executed
DC | Durham | Laura J. Ballance | 120/240 | Distribution |  | 7.05 | Solar | Residential | 1800 Glendale Ave | Durham | NC | 27701 | Approved | PP-N NC - Non-Hydroelectric Qualifying Facilities | Carolinas | 2010-04-28 | Connected | Photovoltaic | Ballance PV Installation | 7 | Northern | Single | 2011-04-07 |  | 2010-03-31 | Executed
DC | Pinellas | Joseph Barron |  | Distribution |  | 6.5 | Solar | Residential | 9382 87TH AVE | SEMINOLE | FL | 33776 | Approved | NM-FL Net Metering | FL | 2012-09-10 | Connected | Photovoltaic |  | 5.525 | South Coastal |  | 2014-09-10 |  |  | Executed
DC | Lake | Joseph McCummings | 120/240 | Distribution |  | 6.25 | Solar | Residential | 409 SILVER MAPLE RD, SOLAR PWR | Groveland | FL | 34736 | Approved | NM-FL Net Metering | FL | 2014-10-21 | Connected | Photovoltaic |  | 5.31 | South Central | Single | 2014-10-22 |  | 2014-10-22 | Executed
DC | Osceola | Joseph Melendez |  | Distribution |  | 4.8 | Solar | Residential | 150 SAND PIPER DR | POINCIANA | FL | 34759 | Approved | NM-FL Net Metering | FL | 2013-01-11 | Connected | Photovoltaic |  | 4.08 | South Central |  | 2014-09-10 |  |  | Executed
DC | Mecklenburg | Laura Hampton | 120/240 | Distribution | Qty 22 275W SolarWorld Solar Panels | 6.05 | Solar | Residential | 5242 Mount Holly Huntersville RD | Charlotte | NC | 28213 | Approved | NM-NC Net Metering | Carolinas | 2014-08-29 | Connected | Photovoltaic |  | 7.857 | Central | Single | 2014-07-28 | 2014-08-21 | 2014-07-28 | Executed
DC | Orange | Joseph Klask |  | Distribution |  | 5 | Solar | Residential | 1473 FALCON CREST BLVD | Apopka | FL | 32712 | Approved | NM-FL Net Metering | FL | 2010-03-23 | Connected | Photovoltaic |  | 4.25 | North Central |  | 2014-09-10 |  |  | Executed
DC | Pinellas | Joseph Stewart |  | Distribution |  | 7.56 | Solar | Residential | 3774 WELLINGTON PKY | Palm Harbor | FL | 34685 | Approved | NM-FL Net Metering | FL | 2010-12-02 | Connected | Photovoltaic |  | 6.426 | South Coastal |  | 2014-09-10 |  |  | Executed
DC | Volusia | Joseph Toner |  | Distribution |  | 6.6 | Solar | Residential | 1399 BRAYFORD PT, SOLAR POWER | DELAND | FL | 32724 | Approved | NM-FL Net Metering | FL | 2013-01-25 | Connected | Photovoltaic |  | 5.61 | North Central |  | 2014-09-10 |  |  | Executed
DC | Cabarrus | Laura Drye | 120/240 | Distribution | Eighteen Canadian Solar 250 Watts Solar panels | 4.5 | Solar | Residential | 2333 Little Buffalo Creek Rd. | Mount Pleasant | NC | 28124 | Approved | NM-NC Net Metering | Carolinas | 2013-12-12 | Connected | Photovoltaic |  | 4.5 | Central | Single | 2013-10-31 | 2013-12-10 | 2013-10-31 | Executed
DC | HIGHLANDS | Joseph Scholl |  | Distribution |  | 8.84 | Solar | Residential | 3050 WYNSTONE DRIVE | SEBRING | FL | 33875 | Approved | NM-FL Net Metering | FL | 2013-04-29 | Connected | Photovoltaic |  | 7.514 | South Central |  | 2014-09-10 |  |  | Executed
DC | Osceola | Joseph Raizer |  | Distribution |  | 5 | Solar | Residential | 579 SIENNA DR | Poinciana | FL | 34759 | Approved | NM-FL Net Metering | FL | 2012-07-12 | Connected | Photovoltaic |  | 4.25 | South Central |  | 2014-09-10 |  |  | Executed
DC | Volusia | Joseph Corgan |  | Distribution |  | 35.83 | Solar | Residential | 3735 Corgan Rd | Deland | FL | 32724 | Approved | NM-FL Net Metering | FL | 2014-01-31 | Connected | Photovoltaic |  | 30.456 | North Central |  | 2014-09-10 |  |  | Executed
DC | Cumberland | Juantia Richard | 120/240 | Distribution | Qty 26 JAPG 310 W Solar Panels | 8.06 | Solar | Residential | 3212 Lillian PL | Fayetteville | NC | 28306 | Pending | NM-NC Net Metering | PEC Carolinas |  | Pending | Photovoltaic |  | 7.5 | Eastern | Single | 2015-05-04 |  | 2015-05-04 | Open
DC | Orange | Joseph Westlake |  | Distribution |  | 7.99 | Solar | Residential | 3736 MANTEO CIR | ORLANDO | FL | 32837 | Approved | NM-FL Net Metering | FL | 2013-01-07 | Connected | Photovoltaic |  | 6.792 | South Central |  | 2014-09-10 |  |  | Executed
DC | Highlands | Joseph Sidebottom |  | Distribution |  | 10.72 | Solar | Residential | 132 PRADO CT | SEBRING | FL | 33876 | Approved | NM-FL Net Metering | FL | 2013-11-12 | Connected | Photovoltaic |  | 9.112 | South Central |  | 2014-09-10 |  |  | Executed
DC | Rowan | Laura Crainshaw | 120/240 | Distribution | Qty 10 Renesola 250W Solar Panels | 2.5 | Solar | Residential | 7760 Howard Ave | Kannapolis | NC | 28081 | Approved | NM-NC Net Metering | Carolinas | 2015-06-16 | Connected | Photovoltaic |  | 2.15 | Central | Single | 2015-03-26 | 2015-04-27 | 2015-03-26 | Executed
DC | Brunswick | Judith A Malinoski | 120/240 |  | Qty 18 SunPower 327W | 5.89 | Solar | Residential | 1115 Willow Pond Ln | Leland | NC | 28451 | Approved | NM-NC Net Metering | PEC Carolinas | 2014-01-08 | Connected | Photovoltaic |  | 5.886 | Eastern |  | 2013-10-31 |  | 2013-10-31 | Executed
DC | BROWN | JUDITH A. VARNAU | 120/240 | Distribution |  | 5.38 | Solar | Residential | 7661 WHITESWAN RD MISC: Garage | GEORGETOWN | OH | 45121 | Approved | Rider NM - Net Metering Rider - OH | OH/KY | 2011-02-21 | Superseded | Photovoltaic |  | 4.56 | East | Single | 2011-05-18 |  | 2011-05-18 | Superceded
DC | BUNCOMBE | JOSEPH SULOCK | 120/240 | Distribution | QTY 20 SUNIVA 250 MV SERIES MULTICRYSTALLINE SOLAR MODULES | 5 | Solar | Residential | 18 BEAVERDAM KNOLL RD | ASHEVILLE | NC | 28804 | Approved | NC NM-Net Metering for Renewable Energy Facilities | PEC Carolinas | 2014-01-08 | Connected | Photovoltaic |  | 4.3 | Western | Single | 2013-11-25 |  | 2013-11-25 | Executed
DC | Polk | Joseph Taccone | 120/240 | Distribution | Qty 4 SW250W, solar panels | 1 | Solar | Residential | 262 Chalet Estates St | Lake Wales | FL | 33859 | Approved | NM-FL Net Metering | FL | 2015-05-18 | Connected | Photovoltaic |  | 0.85 | South Central | Single | 2015-04-28 |  | 2015-04-28 | Executed
DC | Hamilton | Joseph Wessling | 120/240 | Distribution | Qty 12 250-W Hyundai HiS-M250MG solar panels | 3 | Solar | Residential | 1020 Lenox Pl | Cincinnati | OH | 45229 | Approved | Rider NM - Net Metering Rider - OH | OH/KY | 2014-07-22 | Connected | Photovoltaic |  | 3 | Central | Single | 2014-07-18 |  | 2014-07-18 | Executed
DC |  | Joseph Wheeler | 120/240 | Distribution | Qty 21 SW250W Solar Panels | 5.25 | Solar | Residential | 2664 Creekview Cir | Oviedo | FL | 32765 | Approved | NM-FL Net Metering | FL | 2015-05-18 | Connected | Photovoltaic |  | 4.46 | North Central | Single | 2015-05-13 |  | 2015-05-13 | Executed
DC | SEMINOLE | Joseph Williams |  | Distribution |  | 5.25 | Solar | Residential | 1018 HOWELL HARBOR DRIVE | CASSELBERRY | FL | 32707 | Approved | NM-FL Net Metering | FL | 2013-08-28 | Connected | Photovoltaic |  | 4.463 | North Central |  | 2014-09-10 |  |  | Executed
DC | Durham | Laura B. Harris | 120/240 | Distribution |  | 2.7 | Solar | Residential | 2531 Sevier St | Durham | NC | 27705 | Approved | SCG-NC Small Customer Generator Rider | Carolinas | 2006-01-23 | Connected | Photovoltaic |  | 2.5 | Northern | Single | 2011-04-07 |  | 2007-10-10 | Executed
DC | Citrus | Josephier Brown |  | Distribution |  | 5.29 | Solar | Residential | 2505 N STAMPEDE DR | Beverly Hills | FL | 34465 | Approved | NM-FL Net Metering | FL | 2010-05-17 | Connected | Photovoltaic |  | 4.497 | North Coastal |  | 2014-09-10 |  |  | Executed
DC | Durham | Laura and Jeffrey Hale | 120/240 | Distribution | QTY 32 REC PEAK 250W | 8 | Solar | Residential | 4021 Carver St | Durham | NC | 27705 | Approved | NM-NC Net Metering | Carolinas | 2014-08-18 | Connected | Photovoltaic |  | 3.8 | Northern | Single | 2014-05-08 | 2014-08-15 | 2014-05-08 | Executed
DC | Orange | Judith Celmer | 120/240 | Distribution |  | 4.92 | Solar | Residential | 12524 WINFIELD SCOTT BLVD | Orlando | FL | 32827 | Approved | NM-FL Net Metering | FL | 2011-06-15 | Cancelled | Photovoltaic |  | 4.182 | South Central | Single |  |  |  | Cancelled
DC | Orange | Josh Taylor |  | Distribution |  | 5 | Solar | Residential | 12423 MARSHALL FARMS RD | WINTER GARDEN | FL | 34787 | Approved | NM-FL Net Metering | FL | 2013-01-18 | Connected | Photovoltaic |  | 4.25 | South Central |  | 2014-09-10 |  |  | Executed
DC | Mecklenburg | Latrina M. Foster | 120/240 | Distribution | Qty 5 ReneSola Virtus II 250W Solar Panels | 1.25 | Solar | Residential | 8852 Cavonnier Ln. | Charlotte | NC | 28216 | Approved | NM-NC Net Metering | Carolinas | 2015-04-01 | Connected | Photovoltaic |  | 1.08 | Central | Single | 2014-12-17 | 2015-03-20 | 2014-12-17 | Executed
DC | Wake | Lars Nyland | 120/240 | Distribution | 20 Canadian Solar CS6P-250M Solar Panels | 5 | Solar | Residential | 241 Stable Rd | Carrboro | NC | 27510 | Approved | NM-NC Net Metering | Carolinas | 2014-07-07 | Connected | Photovoltaic |  | 5 | Northern | Single | 2014-06-12 | 2014-07-03 | 2014-06-12 | Executed
DC | Pinellas | Joshua Wallace | 120/240 | Distribution | Qty 23 SW285watts, Solar Panels | 6.55 | Solar | Residential | 2616 Dartmouth Ave N. | St Petersburg | FL | 33713 | Approved | NM-FL Net Metering | FL | 2015-05-06 | Connected | Photovoltaic |  | 5.57 | South Coastal | Single | 2015-04-24 |  | 2015-04-24 | Executed
DC | Macon | Larry Stenger | 120/240 | Distribution | 88 Astronergy CHSM 240Watt Solar Modules | 21.12 | Solar | Residential | 2540 Ellijay Road | Franklin | NC | 28734 | Approved | PP-N NC - Non-Hydroelectric Qualifying Facilities | Carolinas | 2013-09-13 | Connected | Photovoltaic | Stenger Solar PV Installation | 21.12 | Southern | Single | 2013-06-06 | 2013-08-29 | 2013-06-06 | Executed
DC | MOORE | Judy Rowland | 120/240 |  |  | 10 | Solar | Residential | 185 Blue Siding Road | Carthage | NC | 28327 | Approved | NC CSP-Cogeneration and Small Power Producer-Sell All | PEC Carolinas | 2011-02-10 | Connected | Photovoltaic |  | 8 | Southern | Single | 2012-10-18 |  |  | Executed
DC | Davidson | Larry R McCallie | 120/240 | Distribution | Qty 24 Suniva OPT270 270W PV Modules | 6.48 | Solar | Residential | 148 Cottonwood Ct | Winston-Salem | NC | 27127 | Approved | NM-NC Net Metering | Carolinas | 2015-04-21 | Connected | Photovoltaic |  | 5.76 | Northern | Single | 2015-02-24 | 2015-04-20 | 2015-02-24 | Executed
DC | MOORE | Julia B. Latham | 120/240 |  |  | 12.5 | Solar | Residential | 108 Linden Trail | Aberdeen | NC | 28315 | Approved | NC CSP-Cogeneration and Small Power Producer-Sell All | PEC Carolinas | 2010-12-02 | Connected | Photovoltaic |  | 10 | Southern | Single | 2012-10-18 |  |  | Executed
DC | Guilford | Larry Porter | 120/240 | Distribution | QTY 10 (250 Watt) Mage PowerTec Plus 250/ 6PL US AC | 2.5 | Solar | Residential | 4520 Oak Hollow Dr | High Point | NC | 27265 | Approved | NM-NC Net Metering | Carolinas | 2013-12-10 | Connected | Photovoltaic |  | 2.38 | Northern | Single | 2013-08-23 | 2013-12-05 | 2013-08-23 | Executed
DC | Polk | Joy Hiller-Truberg | 120/240 | Distribution | Qty 40 AS-6p30-250W Solar Panels | 10 | Solar | Residential | 101 Cypress Point Ct | Davenport | FL | 33896 | Approved | NM-FL Net Metering | FL | 2015-04-14 | Connected | Photovoltaic |  | 8.5 | South Central | Single | 2015-04-01 |  | 2015-04-01 | Executed
DC | Pinellas | Joy D'Sa |  | Distribution |  | 6 | Solar | Residential | 6770 82ND AVE | PINELLAS PARK | FL | 33781 | Approved | NM-FL Net Metering | FL | 2014-01-08 | Connected | Photovoltaic |  | 5.1 | South Coastal |  | 2014-09-10 |  |  | Executed
DC | Pinellas | Joyce Bessinger |  | Distribution |  | 10 | Solar | Residential | 2168 EDYTHE DR | DUNEDIN | FL | 34698 | Approved | NM-FL Net Metering | FL | 2014-03-14 | Connected | Photovoltaic |  | 8.5 | South Coastal |  | 2014-09-10 |  |  | Executed
DC | Pinellas | Joyce Ranke |  | Distribution |  | 2.1 | Solar | Residential | 9790 66TH ST N *LOT 413 | Pinellas Park | FL | 33782 | Approved | NM-FL Net Metering | FL | 2009-11-09 | Connected | Photovoltaic |  | 1.785 | South Coastal |  | 2014-09-10 |  |  | Executed
DC | Mecklenburg | Larry M Camp | 120/240 | Distribution | qty 4 Renesola Virtus II 250w solar panels | 1 | Solar | Residential | 6801 Elm Forest Dr | Charlotte | NC | 28212 | Approved | NM-NC Net Metering | Carolinas | 2015-05-05 | Connected | Photovoltaic |  | 0.86 | Central | Single | 2015-02-19 | 2015-05-05 | 2015-02-19 | Executed
DC | ORANGE | Joyce Musculus |  | Distribution |  | 10 | Solar | Residential | 12748 S LAKE MARY JANE RD | ORLANDO | FL | 32832 | Approved | NM-FL Net Metering | FL | 2014-03-04 | Connected | Photovoltaic |  | 8.5 | South Central |  | 2014-09-10 |  |  | Executed
DC | Marion | Joyce Machor | 120/240 | Distribution |  | 5.06 | Solar | Residential | 8575 SW 83RD LOOP, MODEL HOME | Ocala | FL | 34481 |  | NM-FL Net Metering | FL | 2014-12-19 | Connected | Photovoltaic |  | 4.301 | North Coastal | Single | 2015-01-29 |  |  | Executed
DC | Orange | Jpmorgan Chase Bank - 1St Installation |  | Distribution |  | 2.88 | Solar | Non-Residential | 4167 TOWN CENTER BLVD | Orlando | FL | 32837 | Approved | NM-FL Net Metering | FL | 2012-08-16 | Connected | Photovoltaic |  | 2.448 | South Central |  | 2014-09-10 |  |  | Executed
DC | Pinellas | Jpmorgan Chase Bank - 2Nd Installation |  | Distribution |  | 2.88 | Solar | Non-Residential | 4625 GULF BLVD | St Pete Beach | FL | 33706 | Approved | NM-FL Net Metering | FL | 2012-09-04 | Connected | Photovoltaic |  | 2.448 | South Coastal |  | 2014-09-10 |  |  | Executed
DC | Guilford | Larry Joe Jarvis | 120/240 | Distribution | QTY 12 Mage 250W | 3 | Solar | Residential | 3140 Hines Chapel Rd | Greensboro | NC | 27405 | Approved | NM-NC Net Metering | Carolinas | 2014-08-04 | Connected | Photovoltaic |  | 2.8 | Northern | Single | 2014-05-13 | 2014-06-25 | 2014-05-13 | Executed
DC | Wake | JT Hobby & Son, Inc. |  | Distribution |  | 1270 | Solar | Non-Residential | 2000 Century Drive | Raleigh | NC | 27612 | Approved | NC CSP27-Cogeneration and Small Power Producer-Sell All | PEC Carolinas | 2014-04-22 | Connected | Photovoltaic |  | 1000 | Unknown |  | 2014-10-21 |  | 2013-05-31 | Executed
DC | Burke | Larry J. Courtney | 120/240 | Distribution | 12 Suniva 255w Panels | 3.06 | Solar | Residential | 3471 Greentree Acres | Valdese | NC | 28690 | Approved | NM-NC Net Metering | Carolinas | 2013-05-03 | Connected | Photovoltaic |  | 2.58 | Central | Single | 2013-04-17 | 2013-05-01 | 2013-04-17 | Executed
DC | GULF | Juanita Formby |  | Distribution |  | 8.25 | Solar | Residential | 203 FOUR JAYS RD | PORT ST. JOE | FL | 32456 | Approved | NM-FL Net Metering | FL | 2014-07-01 | Connected | Photovoltaic |  | 7.013 | North Coastal |  | 2014-09-10 |  |  | Executed
DC | Gaston | Larry Garland | 120/240 | Distribution | qty 30 Solar World 275w solar panels | 8.25 | Solar | Residential | 114 Angelcove Ln | Belmont | NC | 28012 | Approved | NM-NC Net Metering | Carolinas | 2015-05-13 | Connected | Photovoltaic |  | 8.25 | Central | Single | 2014-11-07 | 2015-04-24 | 2014-11-07 | Executed
DC | Pinellas | Judi Hall | 120/240 | Distribution | Qty 47 Axitec 250W Solar Panels | 11.75 | Solar | Residential | 5331 Bayou Grande Blvd NE | St Petersburg | FL | 33703 | Approved | NM-FL Net Metering | FL | 2015-04-07 | Connected | Photovoltaic |  | 9.988 | South Coastal | Single | 2015-03-30 |  | 2015-03-30 | Executed
DC | PASCO | Judith Hatton |  | Distribution |  | 3.06 | Solar | Residential | 1044 CLASSIC DR | HOLIDAY | FL | 34691 | Approved | NM-FL Net Metering | FL | 2014-03-24 | Connected | Photovoltaic |  | 2.601 | South Coastal |  | 2014-09-10 |  |  | Executed
DC | Brown | JUDITH A. VARNAU | 120/240 | Distribution | Eight Sharp 224w Solar Panels | 1.79 | Solar | Residential | 7661 WHITESWAN RD MISC: Garage | GEORGETOWN | OH | 45121 | Approved | Rider NM - Net Metering Rider - OH | OH/KY | 2011-07-13 | Connected | Photovoltaic |  | 6.08 | South | Single | 2011-07-01 |  | 2011-07-01 | Executed
DC | Rockingham | Julio Solar, LLC |  | Distribution | Qty 17424 (285 Watt) Trina TSM-285 PA14 | 4965.84 | Solar | Non-Residential | 11573 US 158 | Reidsville | NC | 27320 | Cancelled | PP-N NC - Non-Hydroelectric Qualifying Facilities | Carolinas |  | Cancelled | Photovoltaic |  | 4000 | Northern | 3-phase | 2013-02-05 |  | 2013-02-05 | Cancelled
DC | Orange | Judith Adams |  | Distribution |  | 7.12 | Solar | Residential | 8605 CHICKASAW FARMS LN | Orlando | FL | 32825 | Approved | NM-FL Net Metering | FL | 2010-01-22 | Connected | Photovoltaic |  | 6.052 | South Central |  | 2014-09-10 |  |  | Executed
DC | McDowell | Larry D Miller | 120/240 | Distribution | 14 (255 Watt) Samsung PV-MBA 1BG255 | 3.57 | Solar | Residential | 1304 Veterans Drive EXT | Marion | NC | 28752 | Approved | NM-NC Net Metering | Carolinas | 2012-12-19 | Connected | Photovoltaic |  | 3.57 | Central | Single | 2012-09-04 | 2012-12-14 | 2012-09-04 | Executed
DC | Orange | Judith Brickner |  | Distribution |  | 5.04 | Solar | Residential | 2304 Plymouth Sorrento Rd | Apopka | FL | 32712 | Approved | NM-FL Net Metering | FL | 2008-08-14 | Connected | Photovoltaic |  | 4.284 | North Central |  | 2014-09-10 |  |  | Executed
DC | Cherokee | Lane Phillips | 120/240 | Distribution | 14 Sharp 240W modules | 3.36 | Solar | Residential | 158 West RD | Andrews | NC | 28901 | Approved | NM-NC Net Metering | Carolinas | 2012-10-02 | Connected | Photovoltaic |  | 3.01 | Southern | Single | 2012-07-11 | 2012-09-14 | 2012-07-11 | Executed
DC | Lincoln | Landis Reed Homes | 120/240 | Distribution | qty 240 12.5w Dow Powerhouse Solar Shingles | 3 | Solar | Non-Residential | 3165 Delaware Dr | Denver | NC | 28037 | Approved | NM-NC Net Metering | Carolinas | 2015-03-16 | Connected | Photovoltaic |  | 3 | Central | Single | 2015-01-06 | 2015-03-13 | 2015-01-06 | Executed
DC | Wake | Judith Gale | 120/240 | Distribution | Qty 8 Sunmodule 265 mo | 2.12 | Solar | Residential | 1909 Alexander Rd | Raleigh | NC | 27608 | Approved | NC NM-Net Metering for Renewable Energy Facilities | PEC Carolinas | 2014-02-14 | Connected | Photovoltaic |  | 1.72 | Northern | Single | 2014-01-17 |  | 2014-01-17 | Executed
DC | Seminole | Judith Brown |  | Distribution |  | 7.3 | Solar | Residential | 819 LAKE CHARM DR | Oviedo | FL | 32765 | Approved | NM-FL Net Metering | FL | 2011-06-10 | Connected | Photovoltaic |  | 6.205 | North Central |  | 2014-09-10 |  |  | Executed
DC | Columbus | June Solar LLC |  | Distribution | Qty 17,784 JA Solar JAP6-72-310 | 5513.04 | Solar | Non-Residential | 4040 Mitchell Rd. | Delco | NC | 28436 | Pending |  | PEC Carolinas |  | Pending | Photovoltaic |  | 4500 | Unknown | 3-phase | 2015-01-12 |  | 2015-01-12 | Open
DC | BUNCOMBE | JUDSON MAURER | 120/240 | Distribution | QTY 24 LG 260 MONO X BLACK MODULES | 6.24 | Solar | Residential | 15 N VIEW ST | ASHEVILLE | NC | 28801 | Approved | NC NM-Net Metering for Renewable Energy Facilities | PEC Carolinas | 2014-01-09 | Connected | Photovoltaic |  | 5.16 | Western | Single | 2013-11-26 |  | 2013-11-26 | Executed
DC | VOLUSIA | Judy Wilson |  | Distribution |  | 9.95 | Solar | Residential | 2770 RED WING VLG | DELAND | FL | 32720 | Approved | NM-FL Net Metering | FL | 2014-02-10 | Connected | Photovoltaic |  | 8.453 | North Central |  | 2014-09-10 |  |  | Executed
DC | Pinellas | Judy Deasy |  | Distribution |  | 4.9 | Solar | Residential | 580 JOHNS PASS AVE | ST PETERSBURG | FL | 33708 | Approved | NM-FL Net Metering | FL | 2012-10-19 | Connected | Photovoltaic |  | 4.165 | South Coastal |  | 2014-09-10 |  |  | Executed
DC | Durham | Justin C. Tallman | 120/240 | Distribution |  | 6.21 | Solar | Residential | 6 McCool Ct | Durham | NC | 27703 | Cancelled | SCG-NC Small Customer Generator Rider | Carolinas | 2011-12-14 | Cancelled | Photovoltaic |  | 6 | Northern | Single | 2011-11-17 |  | 2011-11-18 | Cancelled
DC | HIGHLANDS | Judy Grunkemeyer |  | Distribution |  | 10.08 | Solar | Residential | 133 PRADO CT | SEBRING | FL | 33876 | Approved | NM-FL Net Metering | FL | 2013-06-12 | Connected | Photovoltaic |  | 8.568 | South Central |  | 2014-09-10 |  |  | Executed
DC | Pinellas | Judy Nicita | 120/240 | Distribution | Qty 20 SW270W-Solar Panels | 5.4 | Solar | Residential | 3053 Elkridge Dr. | Holiday | FL | 34691 | Approved | NM-FL Net Metering | FL | 2015-04-15 | Connected | Photovoltaic |  | 4.59 | South Coastal | Single | 2015-04-13 |  | 2015-04-13 | Executed
DC | Hamilton | Judy Trombly | 120/240 | Distribution | twenty-eight 240-W TrinaSolar TSM-240PA05 solar panels | 6.72 | Solar | Residential | 1325 Hill Crest Rd | Cincinnati | OH | 45224 | Approved | Rider NM - Net Metering Rider - OH | OH/KY | 2014-08-12 | Connected | Photovoltaic |  | 6.02 | Central | Single | 2014-08-06 |  | 2014-08-06 | Executed
DC | Buncombe | Julia Barham | 120/240 | Distribution | 9 REC 250 Watt Solar Modules | 2.25 | Solar | Residential | 155 Flint Street | Asheville | NC | 28801 | Approved | NC NM-Net Metering for Renewable Energy Facilities | PEC Carolinas | 2013-03-15 | Connected | Photovoltaic |  | 1.74 | Western | Single | 2012-12-17 |  | 2012-12-17 | Executed
DC | Gaston | Jyma Black Atwell | 120/240 | Distribution | Qty 14 LG Mono 300W Solar Panels | 4.2 | Solar | Residential | 2341 Fairways Dr | Cherryville | NC | 28021 | Approved | NM-NC Net Metering | Carolinas |  | Pending Meter Set | Photovoltaic |  | 3.36 | Central | Single | 2015-04-13 | 2015-05-26 | 2015-04-13 | Open
DC | WARREN | K. ANDREW STULHMILLER | single |  | ten 225-W Schott Poly solar panels | 2.25 | Solar | Residential | 8092 FOREST GLEN | SPRINGBORO | OH | 45066 | Approved | Rider NM - Net Metering Rider - OH | OH/KY | 2010-05-07 | Connected | Photovoltaic |  | 2.25 | North | 120/240 |  |  |  | Executed
DC | Oconee | Lamar Bailes | 120/240 | Distribution |  | 4.73 | Solar | Residential | 428 North Spring St | Walhalla | SC | 29691 | Approved | PP-SC Purchased Power | Carolinas | 2009-12-03 | Connected | Photovoltaic | Bailes PV System | 4.73 | Southern | Single | 2011-04-07 |  | 2009-11-06 | Executed
DC | Buncombe | Julia McKinney | 120/240 | Distribution | 10 Mage 240 Watt Solar Modules | 2.4 | Solar | Residential | 1413 Dillingham Rd | Barnardsville | NC | 28709 | Approved | NC NM-Net Metering for Renewable Energy Facilities | PEC Carolinas | 2013-02-05 | Connected | Photovoltaic |  | 1.92 | Western | Single | 2012-12-03 |  | 2012-12-03 | Executed
DC | Oconee | Lamar Bailes JR. | 208Y/120 | Distribution | Qty 20 (250 Watt) AXITEC AC-250P/156-60S Solar Panels | 5 | Solar | Residential | 164 Linley Ln | Walhalla | SC | 29691 | Approved | NM-SC Net Metering | Carolinas | 2014-08-29 | Connected | Photovoltaic |  | 5 | Southern | 3-phase | 2014-08-19 | 2014-08-26 | 2014-08-19 | Executed
DC | WAKE | K. Julianne Cohen | 120/240 |  |  | 2.93 | Solar | Residential | 6121 Forestville Rd. | Raleigh | NC | 27604 | Approved | NC CSP-Cogeneration and Small Power Producer-Sell All | PEC Carolinas | 2007-12-05 | Superseded | Photovoltaic |  | 2.34 | Northern | Single | 2012-10-18 |  |  | Superceded
DC | Cleveland | Lafayette Solar I, LLC |  | Distribution | Qty 8512 (290 Watt) Trina TSM-290 Solar Panels | 2468.48 | Solar | Non-Residential | 2239 S Lafayette St | Shelby | NC | 28150 | Approved | PP-N NC - Non-Hydroelectric Qualifying Facilities | Carolinas |  | Under Construction | Photovoltaic |  | 2000 | Central | 3-phase | 2013-07-17 |  | 2013-07-17 | Open
DC |  | Julie A Varick | 120/240 | Distribution | twenty 255-W LG255S1C-G3 solar modules | 5.1 | Solar | Residential | 5330 Belfast Rd | Batavia | OH | 45103 | Approved | Rider NM - Net Metering Rider - OH | OH/KY | 2012-11-21 | Connected | Photovoltaic |  | 4.3 | East | Single | 2012-11-13 |  | 2012-11-13 | Executed
DC | Forsyth | Kyle D. Shatterly | 120/240 | Distribution | QTY: 16 LG255 | 4.08 | Solar | Residential | 210 Holder Farm Rd. | Lewisville | NC | 27023 | Approved | NM-NC Net Metering | Carolinas | 2013-11-19 | Connected | Photovoltaic |  | 3.44 | Northern | Single | 2013-10-16 | 2013-10-29 | 2013-10-16 | Executed
DC | Cherokee | Kurt Olson | 120/240 | Distribution | 20 Suniva OPT 260W Modules | 5.2 | Solar | Residential | 100 Burgess Lane | Andrews | NC | 28901 | Approved | NM-NC Net Metering | Carolinas | 2014-01-30 | Connected | Photovoltaic |  | 5 | Southern | Single | 2012-09-20 | 2014-01-16 | 2012-09-20 | Executed
DC | Moore | Julie Baugher | 120/240 | Distribution | Qty 40 Sharp 250 W Modules | 10 | Solar | Residential | 3898 Cypress Church Rd | Cameron | NC | 28326 | Approved | NC NM-Net Metering for Renewable Energy Facilities | PEC Carolinas | 2014-02-03 | Connected | Photovoltaic |  | 8.6 | Southern | Single | 2013-11-25 |  | 2013-11-25 | Executed
DC | OSCEOLA | Julie Schneider |  | Distribution |  | 10 | Solar | Residential | 421 CAMPUS ST | CELEBRATION | FL | 34747 | Approved | NM-FL Net Metering | FL | 2014-08-13 | Connected | Photovoltaic |  | 8.5 | South Central |  | 2014-09-10 |  |  | Executed
DC |  | Julie Jones | 120/240 | Distribution | ten 230-W Yingli YGE YL230-29b solar panels | 2.3 | Solar | Residential | 315 Whitthorne Dr | Cincinnati | OH | 45215 | Approved | Rider NM - Net Metering Rider - OH | OH/KY | 2013-02-07 | Connected | Photovoltaic |  | 2.15 | Central | Single | 2013-01-11 |  | 2013-01-11 | Executed
DC | Catawba | Kurt M Peterson | 120/240 | Distribution | Qty 16 260 Watt Mono X LG260S1C-G3 solar panels | 4.16 | Solar | Residential | 431 Hubbard Road | Hickory | NC | 28601 | Approved | NM-NC Net Metering | Carolinas | 2013-09-06 | Connected | Photovoltaic |  | 3.44 | Central | Single | 2013-06-27 | 2013-09-03 | 2013-06-27 | Executed
DC | Orange | Julie L. Jereczek | 120/240 | Distribution | Qty 20 SW285w solar panels | 5.7 | Solar | Residential | 1518 Royal Cir | Apopka | FL | 32703 | Approved | NM-FL Net Metering | FL | 2015-06-11 | Connected | Photovoltaic |  | 4.845 | North Central | Single | 2015-05-29 |  | 2015-05-29 | Executed
DC | Orange | Kristie Mozzachio | 120/240 | Distribution | Qty 33 245 Watt GCL-P6-60-245 | 8.09 | Solar | Residential | 110 Merlot Ln | Hillsborough | NC | 27278 | Approved | NM-NC Net Metering | Carolinas | 2014-12-04 | Connected | Photovoltaic |  | 7.6 | Northern | Single | 2014-10-20 | 2014-11-25 | 2014-10-20 | Executed
DC | Moore | Julie Petrini | 120/240 | Distribution | QTY 30 Sola Silvantis 260 Module | 7.8 | Solar | Residential | 414 Cross Country Ln | Southern Pines | NC | 28387 | Approved | NC NM-Net Metering for Renewable Energy Facilities | PEC Carolinas | 2014-04-30 | Connected | Photovoltaic |  | 7.8 | Southern | Single | 2014-03-04 |  | 2014-03-04 | Executed
DC | Seminole | Julie Rolls |  | Distribution |  | 5.52 | Solar | Residential | 155 ELLINGTON PL | OVIEDO | FL | 32765 | Approved | NM-FL Net Metering | FL | 2010-07-12 | Connected | Photovoltaic |  | 4.692 | North Central |  | 2014-09-10 |  |  | Executed
DC | Pinellas | Julio Warren |  | Distribution |  | 5.1 | Solar | Residential | 4163 48TH AVE S | St Petersburg | FL | 32765 | Approved | NM-FL Net Metering | FL | 2013-01-25 | Connected | Photovoltaic |  | 4.335 | South Coastal |  | 2014-09-10 |  |  | Executed
DC | Seminole | Julio Canas |  | Distribution |  | 9.84 | Solar | Residential | 709 TIMBERWILDE AVE | Winter Springs | FL | 32708 | Approved | NM-FL Net Metering | FL | 2011-07-07 | Connected | Photovoltaic |  | 8.364 | North Central |  | 2014-09-10 |  |  | Executed
DC | Mecklenburg | KMBA, LLC - NM | 120/240 | Distribution |  | 9.2 | Solar | Non-Residential | 1000 Louis Rose Place | Charlotte | NC | 28262 | Approved | PP-N NC - Non-Hydroelectric Qualifying Facilities | Carolinas | 2010-03-18 | Connected | Photovoltaic | KMBA PV Installation | 9 | Central | Single | 2011-04-07 |  | 2010-01-11 | Executed
DC | Citrus | Julius Rivera | 120/240 | Distribution | Solar World | 13.77 | Solar | Residential | 5264 N Cimarron Dr | Beverly Hills | FL | 34465 | Approved | NM-FL Net Metering | FL | 2014-09-26 | Connected | Photovoltaic |  | 11.7 | North Coastal | Single | 2014-09-26 |  | 2014-09-26 | Executed
DC | Orange | Kirk Korley | 120/240 | Distribution | Qty 62 Talesun TP660P 250 | 15.5 | Solar | Non-Residential | 1101 Dawson Rd | Chapel Hill | NC | 27516 | Approved | NM-NC Net Metering | Carolinas | 2013-11-18 | Connected | Photovoltaic |  | 13.33 | Northern | Single | 2013-08-22 | 2013-11-13 | 2013-08-22 | Executed
DC | Surry | Kin Hodges | 120/240 | Distribution | Quanity 20 - REC 240 PE series PV panels | 4.8 | Solar | Residential | 179 Stone Bridge Road | Mount Airy | NC | 27030 | Approved | NM-NC Net Metering | Carolinas | 2012-10-25 | Connected | Photovoltaic |  | 4.6 | Northern | Single | 2012-06-27 | 2012-10-22 | 2012-06-27 | Executed
DC | BUNCOMBE | Karen Gilbert | 120/240 |  |  | 4.11 | Solar | Residential | 67 Pink Fox Cove Road | Weaverville | NC | 28787 | Approved | NC CSP-Cogeneration and Small Power Producer-Sell All | PEC Carolinas | 2010-11-29 | Connected | Photovoltaic |  | 3.29 | Western | Single | 2012-10-18 |  |  | Executed
DC |  | Karen Gower |  |  |  | 1.25 | Solar | Residential | 4920 Alenja Lane | Raleigh | NC | 11111 | Cancelled | NC NM-Net Metering for Renewable Energy Facilities | PEC Carolinas |  |  | Photovoltaic |  | 1 | Northern |  | 2012-10-18 |  |  | Cancelled
DC | Lake | June K Phelps | 120/240 | Distribution | Qty 13 (250 Watt) Yingli YL250P-29B | 3.25 | Solar | Residential | 339 Silver Maple Rd | Solar Power Groveland | FL | 34736 | Approved | NM-FL Net Metering | FL | 2015-02-16 | Connected | Photovoltaic |  | 2.76 | South Central | Single | 2015-02-06 |  | 2015-02-06 | Executed
DC | Pinellas | June Morris- 5200 17th ST N | 120/240 | Distribution | Qty 4 (250 Watt) Q-Cell C Pro-G3-250 | 1 | Solar | Residential | 5200 17th ST N | St Petersburg | FL | 33714 | Approved | NM-FL Net Metering | FL | 2015-02-18 | Connected | Photovoltaic |  | 0.85 | South Coastal | Single | 2015-01-29 |  | 2015-01-29 | Executed
DC | BUNCOMBE | Karen Jordan | 120/240 |  |  | 1.13 | Solar | Residential | 1195 Bee Tree Road | Swannanoa | NC | 28778 | Cancelled | NC CSP-Cogeneration and Small Power Producer-Sell All | PEC Carolinas | 2008-05-23 | Cancelled | Photovoltaic |  | 0.9 | Western | Single | 2012-10-18 |  |  | Cancelled
DC | Pinellas | June Morris-1445 26TH AVE N | 120/240 | Distribution | Qty 4 Q Pro-G3/250 Solar Panels | 0.85 | Solar | Residential | 1445 26TH AVE N | St Petersburg | FL | 33704 | Approved | NM-FL Net Metering | FL | 2015-02-02 | Connected | Photovoltaic |  | 1 | South Coastal | Single | 2015-01-29 |  | 2015-01-29 | Executed
DC | Buncombe | Karen Kortendick | 120/240 | Distribution | qty 24 Solar World 280 PV modules |  | Solar | Residential | 45 Pinecroft Rd | Asheville | NC | 28804 | Pending | NC NM-Net Metering for Renewable Energy Facilities | PEC Carolinas |  | Pending | Photovoltaic |  | 6 | Western | Single | 2015-04-08 |  | 2015-04-08 | Open
DC | Buncombe | June Wiggins | 120/240 | Distribution | 9 Sharp 240 Watt Solar Modules | 2.16 | Solar | Residential | 479 Riverview Dr | Asheville | NC | 28806 | Approved | NC NM-Net Metering for Renewable Energy Facilities | PEC Carolinas | 2012-12-06 | Connected | Photovoltaic |  | 1.73 | Western | Single | 2012-12-03 |  | 2012-12-03 | Executed
DC | Orange | Junhee Lee | 120/240 | Distribution |  | 5.14 | Solar | Residential | 733 Cascading Creek Ln | Winter Garden | FL | 34787 | Approved | NM-FL Net Metering | FL | 2010-02-09 | Connected | Photovoltaic |  | 4.369 | South Central | Single | 2014-09-10 |  |  | Executed
DC | Orange | Juniper Elliott |  | Distribution |  | 8.57 | Solar | Residential | 525 CLANCY ST | WINTER GARDEN | FL | 34787 | Approved | NM-FL Net Metering | FL | 2012-11-16 | Connected | Photovoltaic |  | 7.285 | South Central |  | 2014-09-10 |  |  | Executed
DC | Iredell | Kimberly A Brewer | 120/240 | Distribution | Qty 12 255W Rec Peak Energy Blk Series Solar Panels | 3.06 | Solar | Residential | 301 Purefoy Rd | Chapel Hill | NC | 27514 | Approved | NM-NC Net Metering | Carolinas | 2015-03-03 | Connected | Photovoltaic |  | 3 | Northern | Single | 2015-01-09 | 2015-02-24 | 2015-01-09 | Executed
DC | Pinellas | Justin M Dean | 120/240 | Distribution | Phono Solar | 1 | Solar | Residential | 5232 3RD AVE S | St. Petersburg | FL | 33707 | Approved | NM-FL Net Metering | FL | 2014-11-07 | Connected | Photovoltaic |  | 0.85 | South Coastal | Single | 2014-11-05 |  | 2014-11-05 | Executed
DC | Pinellas | Justin T Martens | 120/240 | Distribution | Qty 39 CSOP 260W Solar Panels | 10.14 | Solar | Residential | 17862 Cunningham Ct | Land O Lakes | FL | 34638 | Approved | NM-FL Net Metering | FL | 2015-04-23 | Connected | Photovoltaic |  | 8.61 | South Coastal | Single | 2015-04-22 |  | 2015-04-22 | Executed
DC | SEMINOLE | Justin Dunn |  | Distribution |  | 3.78 | Solar | Residential | 1449 La Paloma Cir | WINTER SPRINGS | FL | 32708 | Approved | NM-FL Net Metering | FL | 2014-08-22 | Connected | Photovoltaic |  | 3.213 | North Central |  | 2014-09-10 |  |  | Executed
DC | Buncombe | K&HB Enterprises, LLC - 2nd Installation |  | Distribution |  | 25 | Solar | Non-Residential | 573 Merrimon Ave. | Asheville | NC | 28804 | Approved | Negotiated (NC) | PEC Carolinas | 2011-02-28 | Connected | Photovoltaic |  | 22.5 | Unknown |  | 2014-10-21 |  | 2010-11-22 | Executed
DC | Buncombe | K&HB Enterprises, LLC - 2nd Installation |  | Distribution |  | 25 | Solar | Non-Residential | 573 Merrimon Ave. | Asheville | NC | 28804 | Approved | Negotiated (NC) | PEC Carolinas | 2011-03-18 | Connected | Photovoltaic |  | 22.5 | Unknown |  | 2014-10-21 |  | 2010-11-22 | Executed
DC | Wake | K. Julianne Cohen | 120/240 | Distribution | Qty 15 (200 Watt) GEPVp-200-MS | 3 | Solar | Residential | 6121 Forestville Rd. | Raleigh | NC | 27604 | Approved | NC NM-Net Metering for Renewable Energy Facilities | PEC Carolinas | 2013-12-30 | Connected | Photovoltaic |  | 2.4 | Northern | Single | 2013-10-02 |  | 2013-10-02 | Executed
DC | Mecklenburg | Kim Hombs | 208Y/120 | Distribution | Qty 72 (327 Watt) SunPower E20-327 Solar Panels | 23.54 | Solar | Non-Residential | 6520 Mcmahan Dr | Charlotte | NC | 28226 | Approved | NM-NC Net Metering | Carolinas | 2015-03-11 | Connected | Photovoltaic |  | 18.13 | Central | 3-phase | 2014-11-05 | 2015-01-15 | 2014-11-05 | Executed
DC | Guilford | Kim Carlyle | 120/240 | Distribution | QTY 12 LG 270 Mono X Modules | 3.24 | Solar | Residential | 110 Berkshire St | Greensboro | NC | 27403 | Approved | NM-NC Net Metering | Carolinas | 2014-04-29 | Connected | Photovoltaic |  | 3 | Northern | Single | 2014-02-10 | 2014-04-22 | 2014-02-10 | Executed
DC | HIGHLANDS | Kacey Pearson |  | Distribution |  | 10.08 | Solar | Residential | 404 BARCELONA DR | SEBRING | FL | 33875 | Approved | NM-FL Net Metering | FL | 2014-02-20 | Connected | Photovoltaic |  | 8.568 | South Central |  | 2014-09-10 |  |  | Executed
DC | Orange | Kamal I Kamal | 120/240 | Distribution | Qty 24 Solar World 275W Solar Panels | 6.6 | Solar | Residential | 2763 Cullens Ct | Ocoee | FL | 34761 | Approved | NM-FL Net Metering | FL | 2015-05-01 | Connected | Photovoltaic |  | 5.61 | South Central | Single | 2015-04-28 |  | 2015-04-28 | Executed
DC | Moore | Kamron & Clem, LLC | 120/240 | Distribution |  | 10.25 | Solar | Non-Residential | 12 Regional Dr | Pinehurst | NC | 28374 | Approved | NC NM-Net Metering for Renewable Energy Facilities | PEC Carolinas | 2011-11-01 | Connected | Photovoltaic |  | 8.2 | Southern | Single | 2012-10-18 |  |  | Executed
DC | CLERMONT | KARL KERN | 120/240 | Distribution | four 175-W Suntech Black Label STP175S-24/Ab-1 solar panels | 0.7 | Solar | Residential | 2486 COUNTRY PLACE DR | NEW RICHMOND | OH | 45157 | Approved | Rider NM - Net Metering Rider - OH | OH/KY | 2010-01-08 | Superseded | Photovoltaic |  | 0.7 | East | Single |  |  |  | Superceded
DC | CLERMONT | KARL KERN | 120/240 | Distribution | seventeen 175-W Suntech Black Label STP175S-24/Ab-1 solar panels | 2.98 | Solar | Residential | 2486 COUNTRY PLACE DR | NEW RICHMOND | OH | 45157 | Approved | Rider NM - Net Metering Rider - OH | OH/KY | 2010-04-05 | Superseded | Photovoltaic |  | 3.99 | East | Single | 2011-05-17 |  | 2011-05-17 | Superceded
DC | Orange | Kandhasamy Kannapiran | 120/240 | Distribution | Qty 24 SPR,327w, solar panels | 7.85 | Solar | Residential | 716 Lost Grove Cir | Winter Garden | FL | 34787 | Approved | NM-FL Net Metering | FL | 2015-06-08 | Connected | Photovoltaic |  | 6.67 | South Central | Single | 2015-06-01 |  | 2015-06-01 | Executed
DC | Orange | Karamah Khashium |  | Distribution |  | 6 | Solar | Residential | 4117 ROCK HILL LOOP | Apopka | FL | 32712 | Approved | NM-FL Net Metering | FL | 2013-03-11 | Connected | Photovoltaic |  | 5.1 | North Central |  | 2014-09-10 |  |  | Executed
DC | Pinellas | Karel Prochazka |  | Distribution |  | 10 | Solar | Residential | 3849 BELLE VISTA DR E | St Petersburg | FL | 33706 | Approved | NM-FL Net Metering | FL | 2012-04-10 | Connected | Photovoltaic |  | 8.5 | South Coastal |  | 2014-09-10 |  |  | Executed
DC | BUNCOMBE | Karl Werner | 120/240 |  |  | 7.5 | Solar | Residential | 16 Pearl Mountain Ridge | Leicester | NC | 28748 | Approved | NC CSP-Cogeneration and Small Power Producer-Sell All | PEC Carolinas | 2011-01-13 | Connected | Photovoltaic |  | 6 | Western | Single | 2012-10-18 |  |  | Executed
DC | Lake | Karen A Briggs | 120/240 | Distribution | Qty 28 (250 Watt) Yingli YL250P-29b | 7 | Solar | Residential | 343 Silver Maple Rd | Solar Power Groveland | FL | 34736 | Approved | NM-FL Net Metering | FL | 2015-02-06 | Connected | Photovoltaic |  | 5.95 | South Central | Single | 2015-02-03 |  | 2015-02-03 | Executed
DC | Mecklenburg | Karunaker R. Donuru | 120/240 | Distribution | Qty 24 Canadian Solar 310W Solar Panels | 7.13 | Solar | Residential | 10309 Camelback Cir | Charlotte | NC | 28226 | Pending | NM-NC Net Metering | Carolinas |  | Pending | Photovoltaic |  | 7.13 | Central | Single | 2014-11-05 |  | 2014-11-05 | Open
DC | HAMILTON | KARYN DYEHOUSE | single |  | eighteen 275-W solar panels | 4.95 | Solar | Residential | 7742 HIGHGATE PL | CINCINNATI | OH | 45236 | Approved | Rider NM - Net Metering Rider - OH | OH/KY | 2010-06-16 | Connected | Photovoltaic |  | 4.95 | Central | 120/240 |  |  |  | Executed
DC | SEMINOLE | Karen Reilly |  | Distribution |  | 8 | Solar | Residential | 136 LEDBURY DR | LONGWOOD | FL | 32779 | Approved | NM-FL Net Metering | FL | 2014-01-31 | Connected | Photovoltaic |  | 6.8 | North Central |  | 2014-09-10 |  |  | Executed
DC | BUTLER | KASTLE ELECTRIC - NM | 3 phase |  | two hundred sixty-four 225-W Schott Poly solar panels | 59.4 | Solar | Non-Residential | 100 CART PATH DR | MONROE | OH | 45050 | Approved | Rider NM - Net Metering Rider - OH | OH/KY | 2011-01-10 | Connected | Photovoltaic |  | 59.4 | South | 208Y/120 |  |  |  | Executed
DC | Orange | Karen Sterner |  | Distribution |  | 3.84 | Solar | Residential | 8503 SUNSPRITE CT | ORLANDO | FL | 32818 | Approved | NM-FL Net Metering | FL | 2013-01-23 | Connected | Photovoltaic |  | 3.264 | South Central |  | 2014-09-10 |  |  | Executed
DC | Rutherford | Katelynne Solar, LLC |  | Distribution | Qty 21780 (285 Watt) Trina TSM-285 PA14 | 6207 | Solar | Non-Residential | 117 McAbee Place | Forest City | NC | 28043 | Cancelled | PP-N NC - Non-Hydroelectric Qualifying Facilities | Carolinas |  | Cancelled | Photovoltaic |  | 5000 | Southern | 3-phase | 2012-10-08 |  | 2012-10-08 | Cancelled
DC | Mecklenburg | Katharine L. Popejoy | 120/240 | Distribution |  | 5.52 | Solar | Non-Residential | 5611 Swanston Dr | Charlotte | NC | 28269 | Approved | PP-N NC - Non-Hydroelectric Qualifying Facilities | Carolinas | 2011-04-28 | Cancelled | Photovoltaic | Popejoy PV Installation | 5 | Central | Single | 2011-04-07 |  | 2014-03-27 | Cancelled
DC | Iredell | Kevin Newell | 120/240 | Distribution |  | 5 | Solar | Residential | 143 Dobbin Lane | Mooresville | NC | 28117 | Approved | PP-N NC - Non-Hydroelectric Qualifying Facilities | Carolinas | 2011-12-12 | Connected | Photovoltaic | Newell PV Installation | 4 | Northern | Single | 2011-11-16 |  | 2011-11-16 | Executed
DC | POLK | Karen Bice |  | Distribution |  | 4.94 | Solar | Residential | 3002 PLANTATION ROAD | WINTER HAVEN | FL | 33884 | Approved | NM-FL Net Metering | FL | 2013-08-08 | Connected | Photovoltaic |  | 4.195 | South Central |  | 2014-09-10 |  |  | Executed
DC | Pinellas | Karen Brown | 120/240 | Distribution |  | 11.34 | Solar | Residential | 2515 ATWELL CT | New Port Richey | FL | 34655 | Approved | NM-FL Net Metering | FL | 2014-10-31 | Connected | Photovoltaic |  | 9.64 | South Coastal | Single |  |  |  | Executed
DC | Hamilton | Karen Dressler | 120/240 | Distribution | Fourteen 215 Watt Moserbaer Solar Panel | 3.01 | Solar | Residential | 7210 Rolling Oaks Ct | Cincinnati | OH | 45239 | Approved | Rider NM - Net Metering Rider - OH | OH/KY | 2012-02-22 | Connected | Photovoltaic |  | 3.5 | South | Single | 2012-01-31 |  | 2012-01-31 | Executed
DC | Pinellas | Karen E Gruber | 120/240 | Distribution | Phono Solar | 1 | Solar | Residential | 750 LAKEVIEW DR | Palm Harbor | FL | 34683 | Approved | NM-FL Net Metering | FL | 2014-11-18 | Connected | Photovoltaic |  | 0.85 | South Coastal | Single | 2014-11-17 |  | 2014-11-17 | Executed
DC | Hamilton | Karen E Meyer | 120/240 | Distribution | forty-five 270-WSuniva Optimus OPT270-60-4-1B0 solar panels | 12.15 | Solar | Residential | 3554 Raymar Bl | Cincinnati | OH | 45208 | Approved | Rider NM - Net Metering Rider - OH | OH/KY | 2015-05-19 | Connected | Photovoltaic |  | 11.25 | South | Single | 2015-05-11 |  | 2015-05-11 | Executed
DC | HAMILTON | Katherine Haskell | single |  | twenty 195-W Evergreen Solar ES-195 solar modules | 3.9 | Solar | Residential | 3546 Burch | Cincinnati | OH | 45208 | Approved | Rider NM - Net Metering Rider - OH | OH/KY | 2008-08-10 | Connected | Photovoltaic |  | 3.9 | Central | 120/240 |  |  |  | Executed
DC | HAMILTON | Katherine Haskell | 120/240 | Distribution | thirty-two 280-W SolarWorld Sunmodule Plus SW 280 solar panels | 8.96 | Solar | Residential | 3546 Burch | Cincinnati | OH | 45208 | Approved | Rider NM - Net Metering Rider - OH | OH/KY |  | Pending Meter Set | Photovoltaic |  | 8.96 | Central | Single | 2015-04-23 |  | 2015-04-23 | Open
DC | Pinellas | Karen Elfallah |  | Distribution |  | 4.2 | Solar | Residential | 6070 Oakhurst Dr | SEMINOLE | FL | 33772 | Approved | NM-FL Net Metering | FL | 2014-08-11 | Connected | Photovoltaic |  | 3.57 | South Coastal |  | 2014-09-10 |  |  | Executed
DC | Mecklenburg | Katharine L. Popejoy | 120/240 | Distribution | QTY 24 Sunpower E18-230W | 5.52 | Solar | Non-Residential | 5611 Swanston Dr | Charlotte | NC | 28269 | Cancelled | NM-NC Net Metering | Carolinas | 2014-07-10 | Cancelled | Photovoltaic |  | 5 | Central | Single | 2014-03-28 | 2014-06-13 | 2014-03-28 | Cancelled
DC | Alamance | Katherine Solar, LLC |  | Distribution | Qty 21780 (285 Watt) Trina TSM-285 PA14 | 6207.3 | Solar | Non-Residential | 4100 N NC Highway 87 | Elon | NC | 27244 | Cancelled | PP-N NC - Non-Hydroelectric Qualifying Facilities | Carolinas |  | Cancelled | Photovoltaic |  | 5000 | Northern | 3-phase | 2013-02-05 |  | 2013-02-05 | Cancelled
DC | Cabarrus | Kevin L and Bobbi Antoff | 120/240 | Distribution | qty 18 Sunmodule Plus SW 275W mono solar panels | 4.95 | Solar | Residential | 8645 Savannah Rd | Harrisburg | NC | 28075 | Approved | NM-NC Net Metering | Carolinas | 2015-04-22 | Connected | Photovoltaic |  | 4.32 | Central | Single | 2015-03-03 | 2015-04-14 | 2015-03-03 | Executed
DC | Buncombe | Karen Hartman | 120/240 | Distribution |  | 3.88 | Solar | Residential | 151 Mountain Hollow Road | Alexander | NC | 28701 | Approved | NC NM-Net Metering for Renewable Energy Facilities | PEC Carolinas | 2012-03-01 | Connected | Photovoltaic |  | 3.1 | Western | Single | 2012-10-18 |  |  | Executed
DC | BUNCOMBE | Karen Jordan | 120/240 | Distribution |  | 1.13 | Solar | Residential | 1195 Bee Tree Road | Swannanoa | NC | 28778 | Approved | NM-NC Net Metering | PEC Carolinas | 2014-09-30 | Connected | Photovoltaic |  | 1.46 | Western | Single | 2014-07-28 |  | 2014-07-28 | Executed
DC | Orange | Karen Burroughs |  | Distribution |  | 5.28 | Solar | Residential | 8623 WARWICK SHORE XING | Orlando | FL | 32829 | Approved | NM-FL Net Metering | FL | 2009-11-12 | Connected | Photovoltaic |  | 4.488 | South Central |  | 2014-09-10 |  |  | Executed
DC | Orange | Karen Doyle |  | Distribution |  | 5.06 | Solar | Residential | 2819 SUMMER SWAN DR | Orlando | FL | 32825 | Approved | NM-FL Net Metering | FL | 2010-06-07 | Connected | Photovoltaic |  | 4.301 | South Central |  | 2014-09-10 |  |  | Executed
DC | Pinellas | Karen Smith |  | Distribution |  | 15.6 | Solar | Residential | 2611 HAWKS LANDING BLVD | PALM HARBOR | FL | 34685 | Approved | NM-FL Net Metering | FL | 2014-05-01 | Connected | Photovoltaic |  | 13.26 | South Coastal |  | 2014-09-10 |  |  | Executed
DC | Floyd | Karen M Lewis | 120/240 | Distribution | ten 185-W Westinghouse AC-185 solar panels | 1.85 | Solar | Residential | 3512 Flagstaff Dr | Jeffersonville | IN | 47130 | Approved | Net Metering - Standard Contract Rider No. 57 | IN | 2012-07-24 | Connected | Photovoltaic |  | 1.85 | Southern | Single | 2012-04-12 |  | 2012-04-12 | Executed
DC | PUTNAM | KATHLEEN A KIRKPATRICK | 120/240 |  | nine 205-W Kyocera KD2056X-LP solar panels | 1.85 | Solar | Residential | 932 EVENSVIEW DR | GREENCASTLE | IN | 46135 | Approved | Net Metering - Standard Contract Rider No. 57 | IN | 2009-08-05 | Connected | Photovoltaic |  | 1.845 | Soutwest | Single |  |  |  | Executed
DC | Pinellas | Karen Mastro | 120/240 | Distribution | Renesola | 1 | Solar | Residential | 4510 1ST AVE N | St. Petersburg | FL | 33713 | Approved | NM-FL Net Metering | FL | 2014-11-18 | Connected | Photovoltaic |  | 0.85 | South Coastal | Single | 2014-10-22 |  | 2014-10-22 | Executed
DC | Greenville | Kevin C. Grant | 120/240 | Distribution |  | 1.94 | Solar | Residential | 307 Shadowmere Dr | Pelzer | SC | 29669 | Approved | NM-SC Net Metering | Carolinas | 2010-01-18 | Connected | Photovoltaic |  | 1.944 | Southern | Single | 2011-04-07 |  | 2010-01-07 | Executed
DC | Hamilton | Karen Price | 120/240 | Distribution | twenty 270-W Suniva Optimus OPT270-60-4-1B0 solar panels | 5.4 | Solar | Residential | 854 Wismar Dr | Cincinnati | OH | 45255 | Approved | Rider NM - Net Metering Rider - OH | OH/KY | 2014-10-08 | Connected | Photovoltaic |  | 5 | East | Single | 2014-09-17 |  | 2014-09-17 | Executed
DC | OSCEOLA | Karen Rohlf |  | Distribution |  | 5 | Solar | Residential | 3400 W HIGHWAY 316 | NEW REDDICK | FL | 32686 | Approved | NM-FL Net Metering | FL | 2014-03-06 | Connected | Photovoltaic |  | 4.25 | North Coastal |  | 2014-09-10 |  |  | Executed
DC | Transylvania | Kevin and Kerry Betts | 120/240 | Distribution | QTY 15 (245 Watt) Kyocera KD245GX-LFB | 3.68 | Solar | Residential | 766 Park Ave | Brevard | NC | 28712 | Approved | NM-NC Net Metering | Carolinas | 2013-10-31 | Connected | Photovoltaic |  | 3.8 | Southern | Single | 2013-10-02 | 2013-10-16 | 2013-10-02 | Executed
DC | Orange | Karey Freeman |  | Distribution |  | 5.4 | Solar | Residential | 8335 LAKE BURDEN CIR | Windermere | FL | 34786 | Approved | NM-FL Net Metering | FL | 2010-01-12 | Connected | Photovoltaic |  | 4.59 | South Central |  | 2014-09-10 |  |  | Executed
DC |  | Karisha Kirk | 120/240 | Distribution | twenty 248-W Hyundai HiS-S248MG solar modules | 4.96 | Solar | Residential | 3231 S. Bradshire Ct | Bloomington | IN | 47401 | Approved | Net Metering - Standard Contract Rider No. 57 | IN | 2012-10-03 | Connected | Photovoltaic |  | 4.3 | Northern | Single | 2012-09-04 |  | 2012-09-04 | Executed
DC | Orange | Karl A. Brown | 120/240 | Distribution | Qty 29 SW275W-Mono Solar Panels | 8 | Solar | Residential | 6031 Lake Melrose Dr | Orlando | FL | 32829 | Approved | NM-FL Net Metering | FL | 2015-04-01 | Connected | Photovoltaic |  | 6.8 | South Central | Single | 2015-03-30 |  | 2015-03-30 | Executed
DC | Surry | Kerry Symanowicz | 120/240 | Distribution | Thirty Sun Module SW265 265 Watts solar panels | 7.95 | Solar | Residential | 190 Cedar Run Rd. | Dobson | NC | 27017 | Approved | NM-NC Net Metering | Carolinas | 2013-12-20 | Connected | Photovoltaic |  | 7.95 | Northern | Single | 2013-11-07 | 2013-12-18 | 2013-11-07 | Executed
DC | SEMINOLE | Karl Johnson |  | Distribution |  | 10 | Solar | Residential | 1619 TIVERTON ST | WINTER SPRINGS | FL | 32708 | Approved | NM-FL Net Metering | FL | 2014-01-23 | Connected | Photovoltaic |  | 8.5 | North Central |  | 2014-09-10 |  |  | Executed
DC | Hendricks | Karl Gossweiler | 120/240 | Distribution | twenty-eight 255-W Suniva OPT255-60-4-1B0 solar panels | 7.14 | Solar | Residential | 12 Timber Ln | Brownsburg | IN | 46112 | Approved | Net Metering - Standard Contract Rider No. 57 | IN | 2013-07-25 | Connected | Photovoltaic |  | 6.02 | Northern | Single | 2013-07-09 |  | 2013-07-09 | Executed
DC | CLERMONT | KARL KERN | 120/240 | Distribution | three 175-W Suntech Black Label STP175S-24/Ab-1 solar panels | 0.53 | Solar | Residential | 2486 COUNTRY PLACE DR | NEW RICHMOND | OH | 45157 | Approved | Rider NM - Net Metering Rider - OH | OH/KY | 2011-04-05 | Connected | Photovoltaic |  | 4.56 | East | Single |  |  |  | Executed
DC | Wake | Kathleen Solar, LLC |  | Distribution | 22,344 310W JA Solar JAP6-72-310 Panels | 6927 | Solar | Non-Residential | 3644 Chalybeate Springs Rd | Fuquay Varina | NC | 27526 | Pending |  | PEC Carolinas |  | Pending | Photovoltaic |  | 5001 | Northern |  | 2015-02-06 |  | 2015-02-06 | Open
DC | Gaston | Kerry M Hutton | 120/240 | Distribution | Qty 12 Solarworld 250W | 3 | Solar | Residential | 314 Horseshoe Lake Rd | Mount Holly | NC | 28120 | Approved | NM-NC Net Metering | Carolinas | 2014-09-11 | Connected | Photovoltaic |  | 3.896 | Central | Single | 2014-08-19 | 2014-09-05 | 2014-08-19 | Executed
DC | Macon | Kenyon Murphy | 120/240 | Distribution |  | 1.44 | Solar | Residential | 315 Bears Paw TRL | Franklin | NC | 28734 | Approved | NM-NC Net Metering | Carolinas | 2011-12-19 | Connected | Photovoltaic |  | 1.44 | Southern | Single | 2011-11-15 |  | 2011-11-15 | Executed
DC | Pickens | Kentwool Company - NM | 480Y/277 | Transmission |  | 15.6 | Solar | Non-Residential | 671 Runnymede Rd | Pickens | SC | 29671 | Approved | NM-SC Net Metering | Carolinas | 2009-03-04 | Connected | Photovoltaic |  | 15.6 | Southern | 3-phase | 2011-04-07 |  | 2009-02-19 | Executed
DC | Stokes | Kent Price | 120/240 | Distribution | Qty 16 (250 Watt) Kycoera KD250GX Solar Panels | 4 | Solar | Residential | 1304 River Bluff Trl | Tobaccoville | NC | 27050 | Approved | NM-NC Net Metering | Carolinas | 2014-10-27 | Connected | Photovoltaic |  | 3.8 | Northern | Single | 2014-09-03 | 2014-10-27 | 2014-09-03 | Executed
DC | Volusia | Kate Wallace |  | Distribution |  | 2.5 | Solar | Residential | 861 TAPPAN CIR | ORANGE CITY | FL | 32763 | Approved | NM-FL Net Metering | FL | 2011-04-06 | Connected | Photovoltaic |  | 2.125 | North Central |  | 2014-09-10 |  |  | Executed
DC | Mecklenburg | Kent Amsbaugh | 120/240 | Distribution | Qty 10 LG300W Solar Panels | 3 | Solar | Residential | 2739 Bramble Ridge Ct. | Charlotte | NC | 28215 | Approved | NM-NC Net Metering | Carolinas | 2015-01-20 | Connected | Photovoltaic |  | 2.5 | Central | Single | 2014-12-04 | 2015-01-16 | 2014-12-04 | Executed
DC | CHATHAM | Kathryn Vollmer | 120/240 |  |  | 2.38 | Solar | Residential | 613 Chapel Ridge Dr. | Pittsboro | NC | 27312 | Approved | NC CSP-Cogeneration and Small Power Producer-Sell All | PEC Carolinas | 2008-07-22 | Cancelled | Photovoltaic |  | 1.9 | Northern | Single | 2012-10-18 |  |  | Cancelled
DC | CHATHAM | Kathryn Vollmer | 120/240 |  | Qty 12 Sharp 208W ND Modules | 2.5 | Solar | Residential | 613 Chapel Ridge Dr. | Pittsboro | NC | 27312 | Approved | NC NM-Net Metering for Renewable Energy Facilities | PEC Carolinas | 2013-11-12 | Connected | Photovoltaic |  | 2.5 | Northern | Single | 2013-10-01 |  | 2013-10-01 | Executed
DC | Pinellas | Katherine Caro | 120/240 | Distribution | Renesola | 2 | Solar | Residential | 425 Laughing Gull Ln | Palm Harbor | FL | 34683 | Approved | NM-FL Net Metering | FL | 2014-12-17 | Connected | Photovoltaic |  | 1.7 | South Coastal | Single | 2014-09-25 |  | 2014-09-25 | Executed
DC | Orange | Katherine Christenson | 120/240 | Distribution | Solar World-Sunmodule Plus | 5 | Solar | Residential | 30205 RAINEY RD | Sorrento | FL | 32776 | Approved | NM-FL Net Metering | FL | 2014-12-04 | Connected | Photovoltaic |  | 4.25 | North Central | Single | 2014-12-10 |  | 2014-12-10 | Executed
DC | Pinellas | Katherine Yanes |  | Distribution |  | 10.8 | Solar | Residential | 8636 15TH WAY N | ST. PETERSBURG | FL | 33702 | Approved | NM-FL Net Metering | FL | 2014-01-16 | Connected | Photovoltaic |  | 9.18 | South Coastal |  | 2014-09-10 |  |  | Executed
DC | Orange | Kent A Robertson | 120/240 | Distribution | qty 20: Canadian Solar CS6X-300P solar panels | 6 | Solar | Residential | 222 Bradsher Rd | Hillsborough | NC | 27278 | Approved | NM-NC Net Metering | Carolinas | 2015-05-14 | Connected | Photovoltaic |  | 6 | Northern | Single | 2015-04-21 | 2015-05-13 | 2015-04-21 | Executed
DC | WAKE | Kathy Hansinger | 120/240 |  |  | 2.88 | Solar | Residential | 220 Trimble Ave. | Cary | NC | 27511 | Approved | NC CSP-Cogeneration and Small Power Producer-Sell All | PEC Carolinas | 2011-12-22 | Connected | Photovoltaic |  | 2.3 | Northern | Single | 2012-10-18 |  |  | Executed
DC | Alamance | Kenneth Woody | 120/240 | Distribution | Qty 24 SunPower E20/327W Solar Panels | 7.85 | Solar | Residential | 1777 Basin Creek Rd. | Burlington | NC | 27217 | Approved | NM-NC Net Metering | Carolinas | 2014-12-30 | Connected | Photovoltaic |  | 7.68 | Northern | Single | 2014-12-03 | 2014-12-23 | 2014-12-03 | Executed
DC | Wilkes | Kenneth Russell | 120/240 | Distribution | QTY 18 Canadian Solar CS6P- 255 Panels | 4.5 | Solar | Residential | 415 J A Russell Dr. | Ronda | NC | 28670 | Approved | NM-NC Net Metering | Carolinas | 2014-12-15 | Connected | Photovoltaic |  | 14.5 | Northern | Single | 2014-10-17 | 2014-12-02 | 2014-10-17 | Executed
DC | Wilkes | Kenneth Russell | 120/240 | Distribution | QTY 40 Canadian Solar CS6P- (250)P | 10 | Solar | Residential | 415 J A Russell Dr. | Ronda | NC | 28670 | Approved | NM-NC Net Metering | Carolinas | 2013-10-30 | Connected | Photovoltaic |  | 10 | Northern | Single | 2013-10-02 | 2013-10-25 | 2013-10-02 | Executed
DC | Carteret | Katherine Teague | 120/240 | Distribution | Qty 10 (255 Watt) Hyundai HiS-S255MG | 2.55 | Solar | Residential | 1404 Oglesby Rd | Morehead City | NC | 28557 | Approved | NC NM-Net Metering for Renewable Energy Facilities | PEC Carolinas | 2013-04-16 | Connected | Photovoltaic |  | 2.04 | Eastern | Single | 2013-03-26 |  | 2013-03-26 | Executed
DC | CHATHAM | Kathy and Jerome Seaton | 120/240 |  |  | 2.13 | Solar | Residential | 3269 Chicken Bridge Rd | Pittsboro | NC | 27312 | Approved | NC CSP-Cogeneration and Small Power Producer-Sell All | PEC Carolinas | 2013-03-04 | Cancelled | Photovoltaic |  | 1.7 | Northern | Single | 2012-10-18 |  |  | Cancelled
DC | BUNCOMBE | Kathy Triplett | 120/240 |  |  | 4.63 | Solar | Residential | 175 McDoris Cove Road | Weaverville | NC | 28787 | Approved | NC CSP-Cogeneration and Small Power Producer-Sell All | PEC Carolinas | 2011-09-13 | Connected | Photovoltaic |  | 3.7 | Western | Single | 2012-10-18 |  |  | Executed
DC | Forsyth | Kenneth R Ostberg | 120/240 | Distribution | Qty 19 250W Sunmodule Solar Panels | 4.75 | Solar | Residential | 605 Rittenhouse Ct | Winston Salem | NC | 27104 | Approved | NM-NC Net Metering | Carolinas | 2014-09-15 | Connected | Photovoltaic |  | 6.168 | Northern | Single | 2014-08-18 | 2014-08-27 | 2014-08-18 | Executed
DC | Greenville | Katy and Glenn Johnson | 120/240 | Distribution | 7 245 W Scuco Solar Panles | 1.72 | Solar | Residential | 301 Rifgestone Ct | Piedmont | SC | 29673 | Pending | NM-SC Net Metering | Carolinas |  | Pending | Photovoltaic |  |  | Southern | Single | 2015-04-15 |  | 2015-04-15 | Open
DC | Lake | Kathie C Wilczek | 120/240 | Distribution | Qty 30 Canadian Solar 255W Solar Panels | 7.65 | Solar | Residential | 356 Salt Marsh Ln | SLR PWR Groveland | FL | 34736 | Approved | NM-FL Net Metering | FL | 2015-05-08 | Connected | Photovoltaic |  | 6.503 | South Central | Single | 2015-03-30 |  | 2015-03-30 | Executed
DC | Rowan | Kenneth E. & Rose Lacasse | 120/240 | Distribution | Qty 32 SP327NE-WHT-D,(327watts) Solar Panels | 10.46 | Solar | Residential | 4575 Brown Rd. | Mount Ulla | NC | 28125 | Approved | NM-NC Net Metering | Carolinas | 2015-05-26 | Connected | Photovoltaic |  | 10 | Central | Single | 2015-04-21 | 2015-05-22 | 2015-04-21 | Executed
DC |  | Kathleen A Bauer | 120/240 | Distribution | forty 250-Watt Suniva OPT250-60-4-11B0 panels | 10 | Solar | Residential | 4437 US RT 52 | Ripley | OH | 45167 | Approved | Rider NM - Net Metering Rider - OH | OH/KY | 2012-11-06 | Connected | Photovoltaic |  | 8.6 | East | Single | 2012-10-24 |  | 2012-10-24 | Executed
DC | Johnston | Keen Farm, LLC |  | Distribution |  |  | Solar | Non-Residential | 1950 Keen Road | Four Oaks | NC | 27524 | Approved |  | PEC Carolinas | 2014-10-15 | Pending | Photovoltaic |  | 5000 | Unknown |  | 2014-10-21 |  | 2014-05-23 | Open
DC | Pinellas | Kathleen Chernes |  | Distribution |  | 4.92 | Solar | Residential | 90 SYCAMORE CT | Palm Harbor | FL | 34683 | Approved | NM-FL Net Metering | FL | 2009-10-20 | Connected | Photovoltaic |  | 4.182 | South Coastal |  | 2014-09-10 |  |  | Executed
DC | Pinellas | Kathleen Bozek | 120/240 | Distribution | Qty 45 SW315w, solar panels | 14.18 | Solar | Residential | 327 Rowena Ln | Dunedin | FL | 34698 | Approved | NM-FL Net Metering | FL | 2015-06-17 | Connected | Photovoltaic |  | 12.048 | South Coastal | Single | 2015-05-28 |  | 2015-05-28 | Executed
DC | Orange | Kenneth A. Bollen | 120/240 | Distribution |  | 2.41 | Solar | Residential | 223 Stagecoach Rd | Chapel Hill | NC | 27514 | Approved | PP-N NC - Non-Hydroelectric Qualifying Facilities | Carolinas | 2011-02-24 | Connected | Photovoltaic | Bollen PV Installation | 2 | Northern | Single | 2011-04-07 |  | 2010-12-03 | Executed
DC | Rowan | Keith A Powlas | 120/240 | Distribution | Qty 22 Canadian 300W Solar Panels | 6.6 | Solar | Residential | 3520 Woodleaf Rd | Salisbury | NC | 28147 | Pending | NM-NC Net Metering | Carolinas |  | Pending | Photovoltaic |  | 6 | Central | Single | 2015-06-02 |  | 2015-06-02 | Open
DC | Forsyth | Kendall L Glazener | 120/240 | Distribution | 10 Mage 245 - 6 Solar Panels | 2.45 | Solar | Residential | 8863 Belhaven Court | Lewisville | NC | 27023 | Approved | NM-NC Net Metering | Carolinas | 2013-11-04 | Connected | Photovoltaic |  | 2.35 | Northern | Single | 2013-06-13 | 2013-11-01 | 2013-06-13 | Executed
DC | Warren | Kathleen G Belew | 120/240 | Distribution | thirty 250-W Suniva Optimus 250 solar panels | 7.5 | Solar | Residential | 7025 Quarterhorse Dr | Springboro | OH | 45066 | Approved | Rider NM - Net Metering Rider - OH | OH/KY | 2013-02-12 | Connected | Photovoltaic |  | 6.45 | North | Single | 2013-01-28 |  | 2013-01-28 | Executed
DC |  | Kathleen Hart | 120/240 | Distribution | twenty Sunmodule SW 255 mono 255-W solar modules | 5.1 | Solar | Residential | 5593 Bayberry Dr | Cincinnati | OH | 45242 | Approved | Rider NM - Net Metering Rider - OH | OH/KY | 2013-01-15 | Connected | Photovoltaic |  | 4.3 | Central | Single | 2012-11-29 |  | 2012-11-29 | Executed
DC | Wake | Kathleen L Vogt | 120/240 | Distribution | Qty 12 Solar World 260W Modules | 3.12 | Solar | Residential | 9113 Coconut Ln | Raleigh | NC | 27603 | Pending | NM-NC Net Metering | PEC Carolinas | 2013-10-02 | Connected | Photovoltaic |  | 2.58 | Northern | Single | 2013-08-02 |  | 2013-08-02 | Executed
DC | Orange | Kendal Brown | 120/240 | Distribution | Qty 16 REC 255w PV modules | 4.08 | Solar | Residential | 7216 Crescent Ridge Dr | Chapel Hill | NC | 27516 | Approved | NM-NC Net Metering | Carolinas | 2015-03-31 | Connected | Photovoltaic |  | 4 | Northern | Single | 2015-02-03 | 2015-03-26 | 2015-02-03 | Executed
DC | CHATHAM | Keith Johnson | 120/240 |  |  | 8.88 | Solar | Residential | 810 Buckner Springs Road | Siler City | NC | 27344 | Approved | NC CSP-Cogeneration and Small Power Producer-Sell All | PEC Carolinas | 2011-04-21 | Connected | Photovoltaic |  | 7.1 | Northern | Single | 2012-10-18 |  |  | Executed
DC | Lake | Kathleen Masterson | 120/240 | Distribution | Qty 26 Canadian Solar CS6P-255W, solar panels | 6.63 | Solar | Residential | 120 Balmy Coast Rd. | Groveland | FL | 34736 | Approved | NM-FL Net Metering | FL | 2015-04-27 | Connected | Photovoltaic |  | 5.64 | South Central | Single | 2015-04-21 |  | 2015-04-21 | Executed
DC | LAKE | Kathleen Nolen |  | Distribution |  | 6.25 | Solar | Residential | 351 SILVER MAPLE RD, SOLAR PWR | GROVELAND | FL | 34736 | Approved | NM-FL Net Metering | FL | 2014-04-11 | Connected | Photovoltaic |  | 5.313 | South Central |  | 2014-09-10 |  |  | Executed
DC | Montgomery | Keith McRoberts | 120/240 |  | 16 255W Suniva Solar Panels | 4.08 | Solar | Residential | 1630 NC Highway 24/27 W | Biscoe | NC | 27209 | Approved | NM-NC Net Metering | PEC Carolinas | 2013-06-24 | Connected | Photovoltaic |  | 3.44 | Southern |  | 2013-05-22 |  | 2013-05-22 | Executed
DC | Pinellas | Kathleen Paquin | 120/240 | Distribution | Qty 4 Q Pro-G3/250 Solar Panels |  | Solar | Residential | 6250 5th Ave S. | St Petersburg | FL | 33707 | Approved | NM-FL Net Metering | FL | 2015-04-22 | Connected | Photovoltaic |  | 0.85 | South Coastal | Single | 2015-04-20 |  | 2015-04-20 | Executed
DC | SEMINOLE | Kathleen Roy |  | Distribution |  | 9.66 | Solar | Residential | 415 SHORE RD | WINTER SPRINGS | FL | 32708 | Approved | NM-FL Net Metering | FL | 2014-03-06 | Connected | Photovoltaic |  | 8.211 | North Central |  | 2014-09-10 |  |  | Executed
DC | Lake | Kathleen Rybeck |  | Distribution |  | 5.2 | Solar | Residential | 31730 LONG ACRES RD | SORRENTO | FL | 32776 | Approved | NM-FL Net Metering | FL | 2012-02-27 | Connected | Photovoltaic |  | 4.42 | North Central |  | 2014-09-10 |  |  | Executed
DC | Pinellas | Kathleen Spearance |  | Distribution |  | 5.6 | Solar | Residential | 7725 70TH AVE | PINELLAS PARK | FL | 33781 | Approved | NM-FL Net Metering | FL | 2012-01-09 | Connected | Photovoltaic |  | 4.76 | South Coastal |  | 2014-09-10 |  |  | Executed
DC | Marion | Kathryn Klein |  | Distribution |  | 5.01 | Solar | Residential | 20241 S.W. 86th Loop | Dunnellon | FL | 34431 | Approved | NM-FL Net Metering | FL | 2008-02-29 | Connected | Photovoltaic |  | 4.259 | North Coastal |  | 2014-09-10 |  |  | Executed
DC | Henderson | Kelly A McGillis | 120/240 | Distribution | QTY 4 SunSource 190W | 0.76 | Solar | Residential | 37 Southern Scenic Hts Lot#1 | Hendersonville | NC | 28792 | Approved | NM-NC Net Metering | Carolinas | 2013-09-18 | Connected | Photovoltaic |  | 0.76 | Southern | Single | 2013-09-04 | 2013-09-12 | 2013-09-04 | Executed
DC |  | Kathryn Lanthier | 120/240 | Distribution | sixteen 250-W Hyundai solar panels | 4 | Solar | Residential | 3539 Woodland Tr | Cincinnati | OH | 45255 | Approved | Rider NM - Net Metering Rider - OH | OH/KY | 2014-05-30 | Connected | Photovoltaic |  | 4 | North | Single | 2014-05-19 |  | 2014-05-19 | Executed
DC | Durham | Kelley E and Alex Massengale | 120/240 | Distribution | qty 13- Motech 250w Solar Module | 3.25 | Solar | Residential | 4615 Marena PL | Durham | NC | 27707 | Approved | NM-NC Net Metering | Carolinas | 2013-05-29 | Connected | Photovoltaic |  | 3.25 | Northern | Single | 2013-05-17 | 2013-05-23 | 2013-05-17 | Executed
DC | Pinellas | Kathryn Taylor |  | Distribution |  | 2.76 | Solar | Residential | 154 SE LINCOLN CIR N | ST PETERSBURG | FL | 33703 | Approved | NM-FL Net Metering | FL | 2011-12-15 | Connected | Photovoltaic |  | 2.346 | South Coastal |  | 2014-09-10 |  |  | Executed
DC | Stokes | Keith Whitmire | 120/240 | Distribution |  | 5.06 | Solar | Residential | 109 Dover Drive | King | NC | 27021 | Approved | SCG-NC Small Customer Generator Rider | Carolinas | 2011-12-05 | Connected | Photovoltaic |  | 5 | Northern | Single | 2011-10-31 |  | 2011-10-31 | Executed
DC | Vance | Kelly Solar LLC |  | Distribution | Qty 21660 Canadian Solar CS6X-300P | 6498 | Solar | Non-Residential | Kelly Rd | Henderson | NC | 27537 | Pending |  | PEC Carolinas |  | Pending | Photovoltaic |  | 4800 | Unknown | 3-phase | 2014-10-26 |  | 2014-09-15 | Open
DC | Pinellas | Kathy Mick |  | Distribution |  | 5.1 | Solar | Residential | 535 80TH AVENUE | ST. PETERSBURG | FL | 33706 | Approved | NM-FL Net Metering | FL | 2013-04-11 | Connected | Photovoltaic |  | 4.335 | South Coastal |  | 2014-09-10 |  |  | Executed
DC | Chatham | Kathy and Jerome Seaton |  | Distribution |  | 2.13 | Solar | Residential | 3269 Chicken Bridge Rd | Pittsboro | NC | 27312 | Approved | NC NM-Net Metering for Renewable Energy Facilities | PEC Carolinas | 2013-03-04 | Connected | Photovoltaic |  | 1.7 | Northern | Single | 2013-02-15 |  | 2013-02-15 | Executed
DC | Orange | Keith Burridge and Patricia Saling | 120/240 | Distribution | Qty 12 (245 Watt) Kyocera KD245GX-LPB | 2.94 | Solar | Residential | 6 Briarbridge Ln | Chapel Hill | NC | 27516 | Approved | NM-NC Net Metering | Carolinas | 2013-01-24 | Connected | Photovoltaic |  | 2.58 | Northern | Single | 2012-11-01 | 2013-01-24 | 2012-11-01 | Executed
DC | Pinellas | Kathy Higginbotham |  | Distribution |  | 11.5 | Solar | Residential | 9009 Seminole Blvd *Unit 1 | SEMINOLE | FL | 33772 | Approved | NM-FL Net Metering | FL | 2014-08-27 | Connected | Photovoltaic |  | 9.775 | South Coastal |  | 2014-09-10 |  |  | Executed
DC | Pinellas | Kathy L Mueller | 120/240 | Distribution | Renesola | 1 | Solar | Residential | 3278 BEAVER DR | Clearwater | FL | 33761 | Approved | NM-FL Net Metering | FL | 2015-01-13 | Connected | Photovoltaic |  | 0.85 | South Coastal | Single | 2015-01-13 |  | 2015-01-13 | Executed
DC | Osceola | Kathy Frolov |  | Distribution |  | 7 | Solar | Residential | 8059 KING PALM CIR, LOT #51 | KISSIMMEE | FL | 34747 | Approved | NM-FL Net Metering | FL | 2013-01-24 | Connected | Photovoltaic |  | 5.95 | South Central |  | 2014-09-10 |  |  | Executed
DC | McDowell | Keith L Cook | 120/240 | Distribution | 13 Samsung 250W Solar Panels | 3.25 | Solar | Residential | 346 Newberry Creek Rd | Old Fort | NC | 28762 | Approved | NM-NC Net Metering | Carolinas | 2013-03-04 | Connected | Photovoltaic |  | 3 | Central | Single | 2012-10-19 | 2013-02-16 | 2012-10-19 | Executed
DC | Hamilton | Kathy Wagner |  | Distribution | twenty-one 255-W Suniva solar panels | 5.36 | Solar | Residential | 2106 Knightsbridge Drive | Cincinnati | OH | 45244 | Approved | Rider NM - Net Metering Rider - OH | OH/KY | 2013-09-10 | Connected | Photovoltaic |  | 4.515 | East | Single | 2013-04-08 |  | 2013-04-08 | Executed
DC | Monroe | Kay H Connelly | 120/240 | Distribution | twenty-seven 250-W Mage Powertec Plus 250/ 6 PL US AC solar modules | 6.75 | Solar | Residential | 320 Eastside Dr S | Bloomington | IN | 47401 | Approved | Net Metering - Standard Contract Rider No. 57 | IN | 2013-12-09 | Connected | Photovoltaic |  | 6.426 | Southern | Single | 2013-10-30 |  | 2013-10-30 | Executed
DC | Burke | Keith Adam Smith | 120/240 | Distribution |  | 2 | Solar | Residential | 2721 Sleepy Hollow Ln | Nebo | NC | 28761 | Approved | PP-N NC - Non-Hydroelectric Qualifying Facilities | Carolinas | 2009-10-16 | Connected | Photovoltaic | Smith PV Installation | 2 | Central | Single | 2011-04-07 |  | 2009-09-24 | Executed
DC | Jackson | Kayla Hudson | 120/240 | Distribution | Qty 24 305 Watt Conergy PE305 Solar Panels | 7.32 | Solar | Residential | 75 Beta Rd | Sylva | NC | 28779 | Approved | NM-NC Net Metering | Carolinas | 2014-10-21 | Connected | Photovoltaic |  | 6 | Southern | Single | 2014-08-18 | 2014-10-14 | 2014-08-18 | Executed
DC |  | Kennedy Solar Farm, LLC |  | Distribution |  |  | Solar | Non-Residential | Elevation Road | Benson | NC | 0 | Cancelled |  | PEC Carolinas |  | Cancelled | Photovoltaic |  | 5000 | Unknown |  | 2014-10-21 |  | 2013-05-06 | Cancelled
DC | Duplin | Kennedy Solar, LLC |  | Distribution |  |  | Solar | Non-Residential | Unknown | Warsaw | NC | 28398 | Approved |  | PEC Carolinas |  | Pending | Photovoltaic |  | 4999 | Unknown |  | 2014-10-21 |  | 2014-06-20 | Open
DC | Buncombe | Kenneth A Gullan | 120/240 | Distribution |  | 4.63 | Solar | Residential | 129 Midland Dr. | Asheville | NC | 28804 | Pending | NC NM-Net Metering for Renewable Energy Facilities | PEC Carolinas |  | Pending | Photovoltaic |  | 3.7 | Western | Single | 2015-06-08 |  | 2015-06-08 | Open
DC | LAKE | Keith Breedlove |  | Distribution |  | 7.92 | Solar | Residential | 154 BALMY COAST ROAD, SOLAR POWER | GROVELAND | FL | 34736 | Approved | NM-FL Net Metering | FL | 2013-07-03 | Connected | Photovoltaic |  | 6.732 | South Central |  | 2014-09-10 |  |  | Executed
DC |  | Keith A Davis | 120/240 | Distribution | Qty 20 (200 Watt) Sun SV-T-200 Solar Panel | 4 | Solar | Residential | 9797 Rangeline Rd S | Clinton | IN | 47842 | Approved | Net Metering - Standard Contract Rider No. 57 | IN | 2012-11-06 | Connected | Photovoltaic |  | 3.8 | Southern | Single | 2012-10-25 |  | 2012-10-25 | Executed
DC | Pinellas | Keith Fox |  | Distribution |  | 10 | Solar | Residential | 6553 BAY ST | ST. PETERSBURG | FL | 33707 | Approved | NM-FL Net Metering | FL | 2014-04-09 | Connected | Photovoltaic |  | 8.5 | South Coastal |  | 2014-09-10 |  |  | Executed
DC | Greenville | Kay L Odell | 120/240 | Distribution | 12 (245 Watt) Suniva ART245-60-3-1 | 2.94 | Solar | Residential | 154 Greybridge Rd | Pelzer | SC | 29669 | Approved | NM-SC Net Metering | Carolinas | 2012-09-26 | Connected | Photovoltaic |  | 2.94 | Southern | Single | 2012-08-28 | 2012-09-11 | 2012-08-28 | Executed
DC | Seminole | Keith Brawner |  | Distribution |  | 4.9 | Solar | Residential | 1116 W RIVIERA BLVD | OVIEDO | FL | 32765 | Approved | NM-FL Net Metering | FL | 2013-01-04 | Connected | Photovoltaic |  | 4.165 | North Central |  | 2014-09-10 |  |  | Executed
DC | New Hanover | Keith Charles | 120/240 | Distribution | QTY 18 Siliken 250 Solar Panels | 4.5 | Solar | Residential | 1502 Whelk Lane | Carolina Beach | NC | 28428 | Approved | NC NM-Net Metering for Renewable Energy Facilities | PEC Carolinas | 2014-07-30 | Connected | Photovoltaic |  | 3.5 | Western | Single | 2014-05-30 |  | 2014-05-30 | Executed
DC | New Hanover | Keith Charles | 120/240 | Distribution | 20 255W Solar Modules | 5.1 | Solar | Residential | 1502 Whelk Lane | Carolina Beach | NC | 28428 | Approved | NM-NC Net Metering | PEC Carolinas | 2013-06-06 | Connected | Photovoltaic |  | 4.3 | Eastern | Single | 2013-04-17 |  | 2013-04-17 | Executed
DC | Fairfield | Keith Denning | 120/240 | Distribution | thirty-six 270-W Suniva Optimus OPT270-60-4-1B0 solar panels | 9.72 | Solar | Residential | 7540 Nordan Dr | West Chester | OH | 45069 | Approved | Rider NM - Net Metering Rider - OH | OH/KY | 2014-12-03 | Connected | Photovoltaic |  | 9 | North | Single | 2014-12-01 |  | 2014-12-01 | Executed
DC | Rockingham | Kathy Purcell | 120/240 | Distribution | 20 Helios 240W Solar Panels | 4.8 | Solar | Residential | 1344 Purcell RD | Reidsville | NC | 27320 | Approved | NM-NC Net Metering | Carolinas | 2013-04-18 | Connected | Photovoltaic |  | 4.3 | Northern | Single | 2013-03-19 | 2013-04-18 | 2013-03-19 | Executed
DC | Hamilton | Keith Maupin | 120/240 | Distribution | seven 235-W Sharp ND-Q235F4 solar modules | 1.65 | Solar | Residential | 4326 Mt Carmel Tobasco Rd | Cincinnati | OH | 45244 | Approved | Rider NM - Net Metering Rider - OH | OH/KY | 2013-08-22 | Connected | Photovoltaic |  | 1.505 | East | Single | 2013-08-15 |  | 2013-08-15 | Executed
DC | LAKE | Keith Woll |  | Distribution |  | 7.92 | Solar | Residential | 106 SALT MARSH LN, SOLAR POWER | GROVELAND | FL | 34736 | Approved | NM-FL Net Metering | FL | 2013-08-02 | Connected | Photovoltaic |  | 6.732 | South Central |  | 2014-09-10 |  |  | Executed
DC | LAKE | Keith Woll |  | Distribution |  | 6.86 | Solar | Residential | 106 SALT MARSH LN, SOLAR POWER | GROVELAND | FL | 34736 | Approved | NM-FL Net Metering | FL | 2013-09-24 | Connected | Photovoltaic |  | 5.831 | South Central |  | 2014-09-10 |  |  | Executed
DC | Forsyth | Kathy and Michael Sparks | 120/240 | Distribution | qty 30 Crystalline PV 255 Module NMC solar panels | 7.65 | Solar | Residential | 1125 Friendship Ledford Rd | Winston Salem | NC | 27107 | Approved | NM-NC Net Metering | Carolinas | 2014-12-29 | Connected | Photovoltaic |  | 7.65 | Northern | Single | 2014-12-08 | 2014-12-19 | 2014-12-08 | Executed
DC | Pinellas | Keith Ford |  | Distribution |  | 10 | Solar | Residential | 1234 WOODLAWN TER | CLEARWATER | FL | 33755 | Approved | NM-FL Net Metering | FL | 2014-05-12 | Connected | Photovoltaic |  | 8.5 | South Coastal |  | 2014-09-10 |  |  | Executed
DC | Pickens | Kathryn Williams | 120/240 | Distribution |  | 4.05 | Solar | Residential | 133 Leaping Brook Way Lot#15 | Six Mile | SC | 29682 | Approved | NM-SC Net Metering | Carolinas | 2011-07-29 | Connected | Photovoltaic |  | 4 | Southern | Single | 2011-07-01 |  | 2011-07-01 | Executed
DC | MOORE | Kenneth J. Bonville | 120/240 |  |  | 10.5 | Solar | Non-Residential | 168 Westgate Dr | Pinehurst | NC | 28374 | Approved | NC CSP-Cogeneration and Small Power Producer-Sell All | PEC Carolinas | 2009-05-04 | Connected | Photovoltaic |  | 8.4 | Southern | Single | 2012-10-18 |  |  | Executed
DC | Mecklenburg | Kathryn S Middleton | 120/240 | Distribution | Qty 4 Rensola 250 W Soalr Panels | 1 | Solar | Residential | 5204 Harri Ann Dr | Charlotte | NC | 28227 | Approved | NM-NC Net Metering | Carolinas | 2015-01-02 | Connected | Photovoltaic |  | 0.86 | Central | Single | 2014-10-22 | 2015-01-02 | 2014-10-22 | Executed
DC | Buncombe | Kelly Laforte | 120/240 | Distribution | Qty 4 (280 Watt) LG280N1C-G3 | 1.12 | Solar | Residential | 200 Lower Edgewood Rd | Candler | NC | 28715 | Approved | NC NM-Net Metering for Renewable Energy Facilities | PEC Carolinas | 2015-01-19 | Connected | Photovoltaic |  | 0.86 | Western | Single | 2014-11-05 |  | 2014-11-05 | Executed
DC | Henderson | Kathryn D Proctor | 120/240 | Distribution | 12 Westinghouse 235W Solar Panels | 2.82 | Solar | Residential | 67 Trudy LN | Hendersonville | NC | 28739 | Approved | SCG-NC Small Customer Generator Rider | Carolinas | 2012-06-15 | Connected | Photovoltaic |  | 2.28 | Southern | Single | 2012-05-29 |  | 2012-05-25 | Executed
DC | Orange | Kelly Leigh |  | Distribution |  | 8.4 | Solar | Residential | 542 SETTING SUN DR | WINTER GARDEN | FL | 34787 | Approved | NM-FL Net Metering | FL | 2013-01-07 | Connected | Photovoltaic |  | 7.14 | South Central |  | 2014-09-10 |  |  | Executed
DC | CLERMONT | KENNETH NUTTER | single |  | twenty-two 200-W solar panels | 4.4 | Solar | Residential | 1288 BALDWIN RD | MILFORD | OH | 45150 | Approved | Rider NM - Net Metering Rider - OH | OH/KY | 2007-02-13 | Connected | Photovoltaic |  | 3.8 | East | 120/240 |  |  |  | Executed
DC | Buncombe | Kelly Martin | 120/240 | Distribution | Qty 20 Kyocera KD 250W GX | 5 | Solar | Residential | 86 Deaver St | Asheville | NC | 28806 | Approved | NC NM-Net Metering for Renewable Energy Facilities | PEC Carolinas | 2014-05-15 | Connected | Photovoltaic |  | 5 | Western | Single | 2014-04-01 |  | 2014-04-01 | Executed
DC | Vigo | Kelvin D Mays | 120/240 | Distribution | thirty-two 275-W SolarWorld Sunmodule Plus SW275 Mono Black solar panels | 8.8 | Solar | Residential | 3954 Madeline Dr | Terre Haute | IN | 47802 | Approved | Net Metering - Standard Contract Rider No. 57 | IN | 2015-03-26 | Connected | Photovoltaic |  | 8 | Southern | Single | 2015-02-19 |  | 2015-02-19 | Executed
DC | ORANGE | Ken Anderson |  | Distribution |  | 5 | Solar | Residential | 886 Brevard Ct | ORLANDO | FL | 32822 | Approved | NM-FL Net Metering | FL | 2014-08-11 | Connected | Photovoltaic |  | 4.25 | South Central |  | 2014-09-10 |  |  | Executed
DC | Pinellas | Ken Leynse |  | Distribution |  | 6.9 | Solar | Residential | 950 41ST AVENUE NORTH | ST. PETERSBURG | FL | 33703 | Approved | NM-FL Net Metering | FL | 2013-03-19 | Connected | Photovoltaic |  | 5.865 | South Coastal |  | 2014-09-10 |  |  | Executed
DC |  | Ken Poleyeff | 120/240 | Distribution | Eighteen 225 Watt SunPower Solar Panels | 4.05 | Solar | Residential | 4070 Brookside Court | Mason | OH | 45040 | Approved | Rider NM - Net Metering Rider - OH | OH/KY | 2011-09-07 | Connected | Photovoltaic |  | 4 | South | Single | 2011-08-29 |  | 2011-08-29 | Executed
DC | Orange | Ken Rubin |  | Distribution |  | 5 | Solar | Residential | 4334 PIERMONT CT | Orlando | FL | 32817 | Approved | NM-FL Net Metering | FL | 2010-01-11 | Connected | Photovoltaic |  | 4.25 | North Central |  | 2014-09-10 |  |  | Executed
DC | Warren | Kenneth Solar LLC |  | Distribution |  |  | Solar | Non-Residential | 912 Warren Plains | Warrenton | NC | 27589 | Approved |  | PEC Carolinas |  | Under Construction | Photovoltaic |  | 3000 | Northern |  | 2014-10-21 |  | 2013-07-31 | Open
DC | Orange | Ken Thomas |  | Distribution |  | 1.82 | Solar | Residential | 414 EGRET PLACE DRIVE | WINTER GARDEN | FL | 34787 | Approved | NM-FL Net Metering | FL | 2013-03-05 | Connected | Photovoltaic |  | 1.547 | South Central |  | 2014-09-10 |  |  | Executed
DC | Duplin | Kenansville Solar 2, LLC |  | Distribution |  |  | Solar | Non-Residential | Unknown | Kenansville | NC | 28349 | Approved | NC CSP29-Cogeneration and Small Power Producer-Sell All | PEC Carolinas | 2015-03-13 | Connected | Photovoltaic |  | 1990 | Unknown |  | 2014-10-21 |  | 2012-11-14 | Executed
DC | Duplin | Kenansville Solar Farm, LLC |  | Distribution |  |  | Solar | Non-Residential | 328 Bowdens Road | Kenansville | NC | 28349 | Approved |  | PEC Carolinas | 2014-12-30 | Connected | Photovoltaic |  | 4500 | Unknown |  | 2014-10-21 |  | 2013-01-30 | Executed
DC | Duplin | Kenansville Solar, LLC |  | Distribution |  | 2230 | Solar | Non-Residential | 1204 NC 24 and 50 Hwy. | Warsaw | NC | 28398 | Approved | NC CSP27-Cogeneration and Small Power Producer-Sell All | PEC Carolinas | 2013-12-09 | Connected | Photovoltaic |  | 1990 | Unknown |  | 2014-10-21 |  | 2012-06-27 | Executed
DC | Buncombe | Kent Lantaff | 120/240 | Distribution | qty 23 SolarWorld SW 280 w PV Modules |  | Solar | Residential | 184 Hickory Forest Rd | Fairview | NC | 28730 | Pending | NM-NC Net Metering | PEC Carolinas |  | Pending | Photovoltaic |  | 5.72 | Western | Single | 2015-05-05 |  | 2015-05-05 | Open
DC | Stokes | Kent Price | 120/240 | Distribution | Qty 40 (245 Watt) Kycoera KD245GX Solar Panels | 9.8 | Solar | Residential | 1304 River Bluff Trl | Tobaccoville | NC | 27050 | Approved | NM-NC Net Metering | Carolinas | 2013-08-19 | Superseded | Photovoltaic |  | 9.8 | Northern | Single | 2013-05-07 | 2013-07-31 | 2013-05-07 | Superceded
DC | Mecklenburg | Kathleen Mary Olson | 120/240 | Distribution | Qty 24 Solarworld 270w Mono | 6.48 | Solar | Residential | 10320 Kirkmont Dr | Charlotte | NC | 28269 | Approved | NM-NC Net Metering | Carolinas | 2014-09-04 | Connected | Photovoltaic |  | 8.416 | Central | Single | 2014-07-29 | 2014-08-29 | 2014-07-29 | Executed
DC | KENTON | KENTON CO BD OF ED | 480Y/277 |  | 457 240-W panels, 1774 136-W panels, 400 68 -W panels | 378.14 | Solar | Non-Residential | 11846 Taylor Mill Rd | Independence | KY | 41051 | Approved | Rider NM - Net Metering Rider - KY | OH/KY | 2011-05-09 | Connected | Photovoltaic |  | 378.144 | North | 3 phase |  |  |  | Executed
DC | KENTON | KENTON CO BD OF ED |  |  | two hundred seventy-two 115-W Evergreen Solar EC-115 GK modules | 31.28 | Solar | Non-Residential | 11846 Taylor Mill Rd | Independence | KY | 41051 | Approved | Rider NM - Net Metering Rider - KY | OH/KY | 2006-10-10 | Connected | Photovoltaic |  | 24 | North | 3 phase |  |  |  | Executed
DC | Henderson | Kathleen Emanuel | 120/240 | Distribution | Qty 14 270W Solar World Solar Panels | 3.78 | Solar | Residential | 1011 Linkside Dr | Hendersonville | NC | 28739 | Approved | NM-NC Net Metering | Carolinas | 2014-11-18 | Connected | Photovoltaic |  | 3.5 | Southern | Single | 2014-10-09 | 2014-11-17 | 2014-10-09 | Executed
DC | Iredell | Kathleen E Walsh | 120/240 | Distribution | QTY 12 LG 255 Watt Solar panels | 3.06 | Solar | Residential | 227 Cornelius Rd | Mooresville | NC | 28117 | Approved | NM-NC Net Metering | Carolinas | 2014-09-24 | Connected | Photovoltaic |  | 2.58 | Central | Single | 2014-09-23 |  | 2014-09-23 | Executed
DC | Mecklenburg | Kathie Collins | 120/240 | Distribution | Qty 32 Solarworld 250W solar panels | 8 | Solar | Residential | 6601 Sardis Rd | Charlotte | NC | 28270 | Approved | NM-NC Net Metering | Carolinas | 2014-12-17 | Connected | Photovoltaic |  | 8 | Central | Single | 2014-10-17 | 2014-12-12 | 2014-10-17 | Executed
DC | WAYNE | Kermit Brent Gurley | 120/240 | Distribution |  | 5.78 | Solar | Residential | 647 Faro Rd. | Fremont | NC | 27830 | Pending | NM-NC Net Metering | PEC Carolinas |  | Pending | Photovoltaic |  | 4.62 | Eastern | Single | 2015-03-25 |  | 2015-03-25 | Open
DC | Seminole | Kenneth Taylor |  | Distribution |  | 5.28 | Solar | Residential | 209 OLD OAK PT | CASSELBERRY | FL | 32707 | Approved | NM-FL Net Metering | FL | 2012-03-19 | Connected | Photovoltaic |  | 4.488 | North Central |  | 2014-09-10 |  |  | Executed
DC | Highlands | Kenneth Bird | 120/240 | Distribution |  | 3.84 | Solar | Residential | 1917 MULLIGAN RD | SEBRING | FL | 33872 | Approved | NM-FL Net Metering | FL | 2012-03-19 | Connected | Photovoltaic |  | 3.264 | South Central | Single | 2014-09-10 |  |  | Executed
DC | Henderson | Kerry Dean Marshall | 120/240 | Distribution | 12 qty Sunmodule 275W solar panels | 3.3 | Solar | Residential | 5618 Sugarloaf Rd | Hendersonville | NC | 28792 | Cancelled | NM-NC Net Metering | Carolinas |  | Cancelled | Photovoltaic |  | 3 | Southern | Single | 2015-02-20 |  | 2015-02-20 | Cancelled
DC | Citrus | Kenneth Bull |  | Distribution |  | 4.32 | Solar | Residential | 36 GLENRIDGE BLVD | Homosassa | FL | 34446 | Approved | NM-FL Net Metering | FL | 2009-07-29 | Connected | Photovoltaic |  | 3.672 | North Coastal |  | 2014-09-10 |  |  | Executed
DC | Wake | Kenneth C. Spencer | 120/240 | Distribution |  | 2.25 | Solar | Residential | 4844 Inwood Road | Raleigh | NC | 27603 | Approved | NC NM-Net Metering for Renewable Energy Facilities | PEC Carolinas | 2012-05-04 | Connected | Photovoltaic |  | 1.8 | Northern | Single | 2012-10-18 |  |  | Executed
DC | OSCEOLA | Kenneth Chang |  | Distribution |  | 10 | Solar | Residential | 715 GOLDEN BEAR DR | REUNION | FL | 34747 | Approved | NM-FL Net Metering | FL | 2014-04-25 | Connected | Photovoltaic |  | 8.5 | South Central |  | 2014-09-10 |  |  | Executed
DC | Pinellas | Kenneth Daniel Neddo | 120/240 | Distribution | SW 250 | 3 | Solar | Residential | 5831 63RD TER | Pinellas Park | FL | 33781 | Approved | NM-FL Net Metering | FL | 2015-01-08 | Connected | Photovoltaic |  | 2.55 | South Coastal | Single | 2015-01-11 |  | 2015-01-11 | Executed
DC | Orange | Kenneth Dickinson |  | Distribution |  | 5 | Solar | Residential | 14844 LONE EAGLE DR | Orlando | FL | 32837 | Approved | NM-FL Net Metering | FL | 2010-12-16 | Connected | Photovoltaic |  | 4.25 | South Central |  | 2014-09-10 |  |  | Executed
DC | Hamilton | Kenneth E Jennings | 120/240 | Distribution | thirty-eight 260-W Canadian Solar CS6P-260M solar panels | 9.88 | Solar | Residential | 5532 Lakeside Dr | Fairfield | OH | 45014 | Approved | Rider NM - Net Metering Rider - OH | OH/KY | 2015-04-24 | Connected | Photovoltaic |  | 9.5 | South | Single | 2015-04-15 |  | 2015-04-15 | Executed
DC | Durham | Katherine Unruhe | 120/240 | Distribution | Qty 10 RecPeak 255 W Solar Panels | 2.55 | Solar | Residential | 1024 Berkeley St | Durham | NC | 27705 | Approved | NM-NC Net Metering | Carolinas | 2014-11-19 | Connected | Photovoltaic |  | 2.55 | Northern | Single | 2014-10-03 | 2014-11-14 | 2014-10-03 | Executed
DC | PINELLAS | Kenneth Gagliano |  | Distribution |  | 10.8 | Solar | Residential | 3413 ASPEN TRL | CLEARWATER | FL | 33761 | Approved | NM-FL Net Metering | FL | 2014-01-13 | Connected | Photovoltaic |  | 9.18 | South Coastal |  | 2014-09-10 |  |  | Executed
DC | PASCO | Kenneth Gaver |  | Distribution |  | 7.5 | Solar | Residential | 8808 TEACHER LN | ZEPHYRHILLS | FL | 33541 | Approved | NM-FL Net Metering | FL | 2013-07-31 | Connected | Photovoltaic |  | 6.375 | South Coastal |  | 2014-09-10 |  |  | Executed
DC | WARREN | KENNETH HOLYCROSS | 120/240 | Distribution | fifteen 175-W Suntech solar panels | 2.63 | Solar | Residential | 3581 NOBLE WAY | FRANKLIN | OH | 45005 | Approved | Rider NM - Net Metering Rider - OH | OH/KY | 2011-03-16 | Connected | Photovoltaic |  | 2.625 | North | Single | 2011-05-11 |  | 2011-05-11 | Executed
DC | Pinellas | Kenneth Horne | 120/240 | Distribution | Qty 23 Solar World 315W Solar Panels | 7.25 | Solar | Residential | 903 Turner St | Clearwater | FL | 33756 | Approved | NM-FL Net Metering | FL | 2015-06-02 | Connected | Photovoltaic |  | 6.158 | South Coastal | Single | 2015-05-22 |  | 2015-05-22 | Executed
DC | Orange | Kenneth Weske |  | Distribution |  | 5.28 | Solar | Residential | 761 QUAIL HOLLOW DR | Orlando | FL | 32825 | Approved | NM-FL Net Metering | FL | 2010-04-29 | Connected | Photovoltaic |  | 4.488 | South Central |  | 2014-09-10 |  |  | Executed
DC | MOORE | Kenneth J. Bonville | 120/240 | Distribution | QTY 52 Sanyo 195 HIT Photovoltaic Moduke | 10.14 | Solar | Non-Residential | 168 Westgate Dr | Pinehurst | NC | 28374 | Approved | NC NM-Net Metering for Renewable Energy Facilities | PEC Carolinas | 2014-07-16 | Connected | Photovoltaic |  | 10.14 | Southern | Single | 2014-05-08 |  | 2014-05-08 | Executed
DC | Pinellas | Kenneth Hinnenkamp |  | Distribution |  | 2.45 | Solar | Residential | 5 BOOTH BLVD | SAFETY HARBOR | FL | 34695 | Approved | NM-FL Net Metering | FL | 2012-08-08 | Connected | Photovoltaic |  | 2.083 | South Coastal |  | 2014-09-10 |  |  | Executed
DC | Volusia | Kenneth Hines |  | Distribution |  | 5 | Solar | Residential | 150 LAKE WINNEMISSETT DR | Deland | FL | 32724 | Approved | NM-FL Net Metering | FL | 2010-05-25 | Connected | Photovoltaic |  | 4.25 | North Central |  | 2014-09-10 |  |  | Executed
DC | Orange | Kenneth Knepler | 120/240 | Distribution | Qty 24 SPR-23ONE-BLK D Solar Panels | 5.52 | Solar | Residential | 946 Marsh Reed Dr. | Winter Garden | FL | 34787 | Approved | NM-FL Net Metering | FL | 2015-02-05 | Connected | Photovoltaic |  | 4.69 | South Central | Single | 2015-02-03 |  | 2015-02-03 | Executed
DC | Monroe | Kenneth P Bretsch | 120/240 | Distribution | Twenty (250 Watt) REC250PE Solar Panels | 5 | Solar | Residential | 3936 Fenbrook Ln E | Bloomington | IN | 47401 | Approved | Net Metering - Standard Contract Rider No. 57 | IN | 2013-08-21 | Connected | Photovoltaic |  | 5 | Southern | Single | 2013-07-31 |  | 2013-07-31 | Executed
DC | Alachua | Kenneth Mcgurn |  | Distribution |  | 5.04 | Solar | Residential | 4918 SE 185th Ave | Micanopy | FL | 32667 | Approved | NM-FL Net Metering | FL | 2008-09-25 | Connected | Photovoltaic |  | 4.284 | North Coastal |  | 2014-09-10 |  |  | Executed
DC | Mecklenburg | Katherine Sparrow | 120/240 | Distribution | Fourteen LG 265W Mono Solar panels | 3.71 | Solar | Residential | 4772 Charlie Hipp Rd. | Charlotte | NC | 28214 | Approved | NM-NC Net Metering | Carolinas | 2014-03-14 | Connected | Photovoltaic |  | 3.01 | Central | Single | 2014-02-13 | 2014-02-26 | 2014-02-13 | Executed
DC | Orange | Katherine J. Roggenkamp | 120/240 | Distribution |  | 1.2 | Solar | Residential | 127 Circadian Wy | Chapel Hill | NC | 27516 | Approved | SCG-NC Small Customer Generator Rider | Carolinas | 2008-03-10 | Connected | Photovoltaic |  | 1.2 | Northern | Single | 2011-04-07 |  | 2008-01-11 | Executed
DC | Transylvania | Katherine Gieger | 120/240 | Distribution | qty 12 Suniva OPT 260-60-4-100 | 3.12 | Solar | Residential | 64 Rich Mountain Road | Brevard | NC | 28712 | Approved | NM-NC Net Metering | Carolinas | 2013-07-23 | Connected | Photovoltaic |  | 3 | Central | Single | 2013-05-17 | 2013-07-19 | 2013-05-17 | Executed
DC | Haywood | Kevin Norris | 120/240 | Distribution | Qty 48 (280 Watt) SolarWorld Sunmodule SW 280 Solar Panels | 13.44 | Solar | Residential | 2582 Old River Rd | Canton | NC | 28716 | Pending | NC NM-Net Metering for Renewable Energy Facilities | PEC Carolinas |  | Pending | Photovoltaic |  | 11.52 | Western | Single | 2015-04-13 |  | 2015-04-13 | Open
DC | CHATHAM | Kevin Ours | 120/240 |  |  | 6.84 | Solar | Residential | 233 Constitution Court | Apex | NC | 27502 | Cancelled | NC CSP-Cogeneration and Small Power Producer-Sell All | PEC Carolinas | 2010-03-25 | Cancelled | Photovoltaic |  | 5.47 | Northern | Single | 2012-10-18 |  |  | Cancelled
DC | Orange | Kenneth Hughes |  | Distribution |  | 5.04 | Solar | Residential | 8338 GANDY WAY | Orlando | FL | 32810 | Approved | NM-FL Net Metering | FL | 2009-10-02 | Connected | Photovoltaic |  | 4.284 | North Central |  | 2014-09-10 |  |  | Executed
DC | Pinellas | Kenneth Watson |  | Distribution |  | 10 | Solar | Residential | 713 NEW YORK AVE | PALM HARBOR | FL | 34683 | Approved | NM-FL Net Metering | FL | 2014-02-21 | Connected | Photovoltaic |  | 8.5 | South Coastal |  | 2014-09-10 |  |  | Executed
DC | Orange | Katherine G Hamil | 120/240 | Distribution | Qty 12 REC Peak Energy 250 Solar Panels | 3 | Solar | Residential | 117 Circadian Way | Chapel Hill | NC | 27516 | Approved | NM-NC Net Metering | Carolinas | 2014-06-25 | Connected | Photovoltaic |  | 3 | Northern | Single | 2014-06-11 | 2014-06-24 | 2014-06-11 | Executed
DC | Mcklenburg | Katherine Barnes Harding | 120/240 | Distribution | QTY 20 LG260 Monox | 5.2 | Solar | Residential | 213 Hillandale Dr | Charlotte | NC | 28270 | Approved | NM-NC Net Metering | Carolinas | 2014-06-19 | Connected | Photovoltaic |  | 4.2 | Central | Single | 2014-05-13 | 2014-06-16 | 2014-05-13 | Executed
DC | Greenville | Kascar, LLC | 120/240 | Distribution | Twelve (280 Watt) Suntech STP280-24/VD | 3.36 | Solar | Non-Residential | 1 Kascar PLZ | Greenville | SC | 29605 | Approved | NM-SC Net Metering | Carolinas | 2012-03-23 | Connected | Photovoltaic |  | 3.36 | Southern | 3-phase | 2011-12-08 |  | 2011-12-08 | Executed
DC | Guilford | Keystone Farm, LLC |  | Distribution | Qty 21660 (300 Watt) Canadian Solar CS6X-300P Solar Panels | 6498 | Solar | Non-Residential | 15065 US 158 | Summerfield | NC | 27358 | Cancelled | PP-N NC - Non-Hydroelectric Qualifying Facilities | Carolinas |  | Cancelled | Photovoltaic |  | 4500 | Northern | 3-phase | 2013-03-19 |  | 2013-03-19 | Cancelled
DC | Forsyth | Karla J Frazier | 120/240 | Distribution | QTY 16 SunPower 215 Watt Panels | 3.44 | Solar | Residential | 8905 Milestone Pt | Clemmons | NC | 27012 | Approved | NM-NC Net Metering | Carolinas | 2015-05-12 | Connected | Photovoltaic |  | 3 | Northern | Single | 2015-05-01 |  | 2015-05-01 | Executed
DC | Wake | Khushi Inc. |  | Distribution | Shanghai Chaori Solar CRM255S156P-60 | 25.5 | Solar | Non-Residential | Unknown | Raleigh | NC | 27614 | Approved |  | PEC Carolinas |  | Pending IA | Photovoltaic |  | 18.6 | Northern |  | 2014-10-21 |  | 2013-11-24 | Open
DC | Stokes | Karl Vondracek | 120/240 | Distribution | 20 Mage 250 W Solar Panels | 5 | Solar | Residential | 1100 Harmony Lane | Germanton | NC | 27019 | Approved | NM-NC Net Metering | Carolinas | 2013-02-07 | Connected | Photovoltaic |  | 4.3 | Northern | Single | 2013-01-11 | 2013-01-28 | 2013-01-11 | Executed
DC | New Hanover | Kern Watts | 120/240 | Distribution | Qty 18 LG 300 N1C Panels | 5.4 | Solar | Residential | 1208 Porches Rd | Wilmington | NC | 28409 | Approved | NM-NC Net Metering | PEC Carolinas | 2015-04-29 | Connected | Photovoltaic |  | 5 | Eastern | Single | 2015-04-01 |  | 2015-04-01 | Executed
DC | Pasco | Kerry B Cushing | 120/240 | Distribution | Aytlec AC-250P-60S | 6 | Solar | Residential | 2417 PLEASANT HILL LN | Holiday | FL | 34691 | Approved | NM-FL Net Metering | FL | 2014-11-12 | Connected | Photovoltaic |  | 5.1 | South Coastal | Single | 2014-11-07 |  | 2014-11-07 | Executed
DC | Pinellas | Kerry Gilbert |  | Distribution |  | 6.3 | Solar | Residential | 147 98th Ave NE | St Petersburg | FL | 33702 | Approved | NM-FL Net Metering | FL | 2009-06-22 | Connected | Photovoltaic |  | 5.355 | South Coastal |  | 2014-09-10 |  |  | Executed
DC | Orange | Kerry Jackson |  | Distribution |  | 4.92 | Solar | Residential | 210 PINE ARBOR DR | Orlando | FL | 32825 | Approved | NM-FL Net Metering | FL | 2009-12-23 | Connected | Photovoltaic |  | 4.182 | South Central |  | 2014-09-10 |  |  | Executed
DC | Rutherfordton | Karl Uhlig | 120/240 | Distribution | 4 Grape Solar 250 Watt Solar Modules | 1 | Solar | Residential | 1677 US Highway 221A | Forest City | NC | 28043 | Approved | NM-NC Net Metering | Carolinas | 2013-06-05 | Connected | Photovoltaic |  | 0.86 | Central | Single | 2013-05-23 | 2013-06-04 | 2013-05-23 | Executed
DC |  | Kim Solar LLC |  | Distribution | Trina TSM-285 PA14 PV module |  | Solar | Non-Residential | 930 Joe Nunn Road | Kinston | NC | 28504 | Cancelled |  | PEC Carolinas |  | Cancelled | Photovoltaic |  | 10000 | Unknown |  | 2014-10-21 |  | 2013-08-02 | Cancelled
DC | Pinellas | Kerry Marquis | 120/240 | Distribution | Qty12 SW250watts solar panels | 3 | Solar | Residential | 321 Hilltop Ave N | Clearwater | FL | 33755 | Approved | NM-FL Net Metering | FL | 2015-03-16 | Connected | Photovoltaic |  | 2.55 | South Coastal | Single | 2015-03-04 |  | 2015-03-04 | Executed
DC | POLK | Kerry Williams |  | Distribution |  | 10 | Solar | Residential | 135 CLARINET WAY | DAVENPORT | FL | 33896 | Approved | NM-FL Net Metering | FL | 2013-05-15 | Connected | Photovoltaic |  | 8.5 | South Central |  | 2014-09-10 |  |  | Executed
DC | Guilford | Karl B Fields | 120/240 | Distribution | Qty 26 SolTech 250W Solar Panels | 6.5 | Solar | Residential | 902 Carolina St | Greensboro | NC | 27401 | Approved | NM-NC Net Metering | Carolinas | 2015-03-18 | Connected | Photovoltaic |  | 5.59 | Northern | Single | 2014-12-18 | 2015-03-09 | 2014-12-18 | Executed
DC | Buncombe | Kerry Watkins | 120/240 | Distribution | QTY 9 Solar World 275 PV Modules | 2.5 | Solar | Residential | 5 Lancelot Ln | Asheville | NC | 28806 | Approved | NC NM-Net Metering for Renewable Energy Facilities | PEC Carolinas | 2014-09-09 | Connected | Photovoltaic |  | 3.2 | Western | Single | 2014-08-14 |  | 2014-08-14 | Executed
DC | Greenville | Karen Sturgis | 120/240 | Distribution | 18 SPR-327-NE-WHT-D-AR-A-US | 5.89 | Solar | Residential | 201 Shannon Lake Circle | Greenville | SC | 29615 | Approved | PP-SC Purchased Power | Carolinas | 2013-05-15 | Connected | Photovoltaic | Sturgis Solar PV Installation | 5.89 | Southern | Single | 2013-03-28 | 2013-05-13 | 2013-03-28 | Executed
DC | Hamilton | Kevin Byrum | 120/240 | Distribution | Ten Sharp 240 Watt Panels | 2.4 | Solar | Residential | 5577 Leumas Road | Cincinnati | OH | 45239 | Approved | Rider NM - Net Metering Rider - OH | OH/KY | 2011-08-16 | Connected | Photovoltaic |  | 2.2 | South | Single | 2011-08-08 |  | 2011-08-08 | Executed
DC | Forsyth | Karen Oles | 120/240 | Distribution | 21 Bosch Aleo 240W Solar Modules | 5.04 | Solar | Residential | 3815 Firestone Rd | Kernersville | NC | 27284 | Approved | NM-NC Net Metering | Carolinas | 2012-12-27 | Connected | Photovoltaic |  | 5 | Northern | Single | 2012-10-26 | 2012-11-26 | 2012-10-26 | Executed
DC | Orange | Kimiko Akita |  | Distribution |  | 6.24 | Solar | Residential | 4906 BLACKBURN CT | ORLANDO | FL | 32826 | Approved | NM-FL Net Metering | FL | 2011-05-20 | Cancelled | Photovoltaic |  | 5.304 | North Central |  | 2014-09-10 |  |  | Cancelled
DC |  | Kevin Dogan | 120/240 | Distribution | 18 Helios 7T2 310W Solar Modules | 5.58 | Solar | Residential | 4314 E Paynetown Rd | Bloomington | IN | 47401 | Approved | Net Metering - Standard Contract Rider No. 57 | IN | 2013-01-10 | Connected | Photovoltaic |  | 5 | Northern | Single | 2012-11-15 |  | 2012-11-15 | Executed
DC | Hamilton | Kinetic Vision | 208Y/120 | Distribution | one hundred seventy-eight 250-W TrinaSolar TSM250 PA05.08 solar panels | 44.5 | Solar | Non-Residential | 10255 Evendale Commons Dr | Cincinnati | OH | 45241 | Pending | Rider NM - Net Metering Rider - OH | OH/KY |  | Pending | Photovoltaic |  | 39 | South | 3-phase | 2015-04-24 |  | 2015-04-24 | Open
DC | Hamilton | Kinetic Vision | 120/240 | Transmission | one hundred twenty-seven 240-W TrinaSolar TSM-PA05 solar panels | 30.48 | Solar | Non-Residential | 10191 Evendale Commons Dr | Cincinnati | OH | 45241 | Approved | Rider NM - Net Metering Rider - OH | OH/KY | 2014-11-11 | Connected | Photovoltaic |  | 27 | South | 3-phase | 2014-10-16 |  | 2014-10-16 | Executed
DC |  | Kinney Farm, LLC |  | Distribution |  |  | Solar | Non-Residential | Unknown | Whiteville | NC | 0 | Cancelled |  | PEC Carolinas |  | Cancelled | Photovoltaic |  | 5000 | Unknown |  | 2014-10-21 |  | 2012-05-09 | Cancelled
DC | Orange | Kevin G Harp | 120/240 | Distribution | Canadian Solar CS6P-255 | 9.43 | Solar | Residential | 5480 DEER CREEK DR | Orlando | FL | 32821 | Approved | NM-FL Net Metering | FL | 2015-01-06 | Connected | Photovoltaic |  | 8.01 | South Central | Single | 2015-01-11 |  | 2015-01-11 | Executed
DC | Tippecanoe | Kevin Harness | 120/240 | Distribution | sixty-four 245-W solar modules | 15.68 | Solar | Residential | 4284 County Road 700 S E | Frankfort | IN | 46041 | Approved | Net Metering - Standard Contract Rider No. 57 | IN | 2013-05-08 | Connected | Photovoltaic |  | 13.7 | Northern | Single | 2013-03-19 |  | 2013-03-19 | Executed
DC | Polk | Kevin Foster |  | Distribution |  | 10 | Solar | Residential | 117 MAGNOLIA CT | DAVENPORT | FL | 33837 | Approved | NM-FL Net Metering | FL | 2013-01-07 | Connected | Photovoltaic |  | 8.5 | South Central |  | 2014-09-10 |  |  | Executed
DC | Wake | Karen Gray | 120/240 | Distribution | Qty 12 260W LG Solar Panels | 3.12 | Solar | Residential | 108 Barenwood Cir | Durham | NC | 27704 | Approved | NM-NC Net Metering | Carolinas | 2014-08-18 | Connected | Photovoltaic |  | 4.05 | Northern | Single | 2014-07-28 | 2014-08-08 | 2014-07-28 | Executed
DC | Wake | Kiran Frampton |  | Distribution | 48 Suniva OPT 60 260 Solar Modules | 12.48 | Solar | Non-Residential | 111 N Main St | Fuquay Varina | NC | 27526 | Approved | NC NM-Net Metering for Renewable Energy Facilities | PEC Carolinas | 2013-05-02 | Superseded | Photovoltaic |  | 9.984 | Northern | 3-phase | 2012-12-18 |  | 2012-12-18 | Superceded
DC | New Hanover | Kevin McNabb | 120/240 | Distribution |  | 1.8 | Solar | Residential | 4213 Devonshire Lane | Wilmington | NC | 28409 | Approved | NC NM-Net Metering for Renewable Energy Facilities | PEC Carolinas | 2011-06-15 | Connected | Photovoltaic |  | 1.44 | Eastern | Single | 2013-07-08 |  | 2013-07-08 | Executed
DC | ORANGE | Kevin Melnuk |  | Distribution |  | 8.67 | Solar | Residential | 7815 HARDENTON ST | WINDERMERE | FL | 34786 | Approved | NM-FL Net Metering | FL | 2014-06-13 | Connected | Photovoltaic |  | 7.37 | South Central |  | 2014-09-10 |  |  | Executed
DC | ORANGE | Kevin Melnuk |  | Distribution |  | 3.6 | Solar | Residential | 7815 HARDENTON ST | WINDERMERE | FL | 34786 | Approved | NM-FL Net Metering | FL | 2014-02-03 | Connected | Photovoltaic |  | 3.06 | South Central |  | 2014-09-10 |  |  | Executed
DC | Duplin | Kirkwall Holdings, LLC |  | Distribution | REC 310PE72, Qty 21,472 |  | Solar | Non-Residential | 2683 W. NC 24 Hwy. | Warsaw | NC | 28398 | Pending | NC CSP29-Cogeneration and Small Power Producer-Sell All | PEC Carolinas | 2015-12-31 | Under Construction | Photovoltaic |  | 5000 | Eastern |  | 2014-10-21 |  | 2014-01-02 | Open
DC | Catawba | Klingspor Abrasive Inc- NM | 480Y/277 | Distribution | Qty 2,070 (305 Watt) Upsolar UP-M305P Solar Panels | 631.35 | Solar | Non-Residential | 2555 Tate Blvd SE | Hickory | NC | 28602 | Pending | NM-NC Net Metering | Carolinas |  | Pending | Photovoltaic |  | 445 | Central | 3-phase | 2015-04-27 |  | 2015-04-27 | Open
DC |  | Kevin Moeller | 120/240 | Distribution | eight Suniva 260-W solar panels | 2.08 | Solar | Residential | 697 Hyacinth Rd. | Cincinnati | OH | 45245 | Approved | Rider NM - Net Metering Rider - OH | OH/KY | 2013-05-07 | Connected | Photovoltaic |  | 1.72 | East | Single | 2013-05-02 |  | 2013-05-02 | Executed
DC | Graham | Karen Anderson | 120/240 | Distribution | QTY: 20 LG 260 | 5.2 | Solar | Residential | 1262 Cochrans Creek Rd. | Robbinsville | NC | 28771 | Approved | NM-NC Net Metering | Carolinas | 2014-05-01 | Connected | Photovoltaic |  | 4.3 | Southern | Single | 2014-03-13 | 2014-04-30 | 2014-03-13 | Executed
DC | Nash | Kojak Farm, LLC |  | Distribution |  |  | Solar | Non-Residential | Unknown | Bailey | NC | 27807 | Approved |  | PEC Carolinas |  | Pending | Photovoltaic |  | 5000 | Unknown |  | 2014-10-21 |  | 2014-06-04 | Open
DC | Clark | Kevin Nolan | 120/240 | Distribution | ten 260-W Suniva Optimus 260 solar modules | 2.6 | Solar | Residential | 2612 Chanley Rd E | Leavenworth | IN | 47137 | Approved | Net Metering - Standard Contract Rider No. 57 | IN | 2014-04-24 | Connected | Photovoltaic |  | 2.5 | Southern | Single | 2014-03-11 |  | 2014-03-11 | Executed
DC | Chatham | Kevin Ours | 120/240 | Distribution | Qty 33 Schott Poly 220 Solar Panels | 7.26 | Solar | Residential | 233 Constitution Court | Apex | NC | 27502 | Approved | NC NM-Net Metering for Renewable Energy Facilities | PEC Carolinas | 2015-06-03 | Connected | Photovoltaic |  | 6.27 | Northern | Single | 2015-03-26 |  | 2015-03-26 | Executed
DC | Guilford | Kristen Energy,LLC | 12,470Y/7,200 | Distribution | 20832 Jinko JKM 235P Solar Modules | 4895.52 | Solar | Non-Residential | 2382 Alamance Church Rd | Greensboro | NC | 27406 | Cancelled | PP-N NC - Non-Hydroelectric Qualifying Facilities | Carolinas |  | Cancelled | Photovoltaic |  | 4000 | Northern | 3-phase | 2012-05-01 |  | 2012-05-01 | Cancelled
DC | Pinellas | Kevin S Daw | 120/240 | Distribution |  | 6.72 | Solar | Residential | 16111 5TH ST E | St. Petersburg | FL | 33708 | Approved | NM-FL Net Metering | FL | 2015-01-07 | Connected | Photovoltaic |  | 5.71 | South Coastal | Single | 2015-01-02 |  | 2015-01-02 | Executed
DC | Orange | Kevin Gerry |  | Distribution |  | 9.84 | Solar | Residential | 12158 WALKER POND RD | WINTER GARDEN | FL | 34787 | Approved | NM-FL Net Metering | FL | 2012-07-26 | Connected | Photovoltaic |  | 8.364 | South Central |  | 2014-09-10 |  |  | Executed
DC | Orange | Kevin Richter |  | Distribution |  | 1.38 | Solar | Residential | 1406 Longmeadow way | Windermere | FL | 34786 | Approved | NM-FL Net Metering | FL | 2006-03-01 | Connected | Photovoltaic |  | 1.173 | South Central |  | 2014-09-10 |  |  | Executed
DC | Seminole | Kevin Wulff | 120/240 | Distribution | Qty 20 SW250 solar panels | 5 | Solar | Residential | 1250 Arden St | Longwood | FL | 32750 | Approved | NM-FL Net Metering | FL | 2015-03-27 | Connected | Photovoltaic |  | 4.25 | North Central | Single | 2015-03-17 |  | 2015-03-17 | Executed
DC | Orange | Khalid Ansari |  | Distribution |  | 9.36 | Solar | Residential | 11937 SHELTERING PINE DRIVE | ORLANDO | FL | 32836 | Approved | NM-FL Net Metering | FL | 2013-02-21 | Connected | Photovoltaic |  | 7.956 | South Central |  | 2014-09-10 |  |  | Executed
DC | Hamilton | Kids First Sports Center-NM | 480Y/277 | Distribution | sixty-six 230-W and three hundred seventy-eight 235-W Mage solar panels | 104 | Solar | Non-Residential | 7900 Kemper Rd E | Cincinnati | OH | 45249 | Approved | Rider NM - Net Metering Rider - OH | OH/KY | 2013-01-23 | Connected | Photovoltaic |  | 88 | North | 3-phase | 2012-12-11 |  | 2012-12-11 | Executed
DC | Henderson | Kristina Schwarz | 120/240 | Distribution | Qty 33 G3 265 Solar Panels | 8.75 | Solar | Residential | 7 Country Dr | Mills River | NC | 28759 | Pending | NM-NC Net Metering | Carolinas |  | Pending | Photovoltaic |  | 7.6 | Central | Single | 2015-06-02 |  | 2015-06-02 | Open
DC | Marion | Kim Botner | 120/240 | Distribution | Qty 36 Lightway 255W Solar Panels | 9.18 | Solar | Residential | 1107 Sugar Loaf Key Loop | Lady Lake | FL | 32159 | Approved | NM-FL Net Metering | FL | 2015-03-26 | Connected | Photovoltaic |  | 7.8 | North Coastal | Single | 2015-03-23 |  | 2015-03-23 | Executed
DC | McDowell | K.C. Byrd Electrical Contractor, Inc. - NM | 120/240 | Distribution | QTY: 14 SolarWorld SW-280 | 4.12 | Solar | Non-Residential | 705 East Court St | Marion | NC | 28752 | Approved | NM-NC Net Metering | Carolinas | 2014-08-01 | Connected | Photovoltaic |  | 3.92 | Central | Single | 2014-04-23 | 2014-07-24 | 2014-04-23 | Executed
DC | Durham | Krysia L Lynes | 120/240 | Distribution | Qty 30 Rec Peak 260W Solar Panels | 7.8 | Solar | Residential | 4 Promenade Ct. | Durham | NC | 27713 | Pending | NM-NC Net Metering | Carolinas |  | Pending | Photovoltaic |  | 7.6 | Northern | Single | 2015-05-26 |  | 2015-05-26 | Open
DC | Orange | Kim Mulligan |  | Distribution |  | 7.35 | Solar | Residential | 1027 WENTROP LN | Orlando | FL | 32804 | Approved | NM-FL Net Metering | FL | 2012-08-02 | Connected | Photovoltaic |  | 6.248 | North Central |  | 2014-09-10 |  |  | Executed
DC | McDowell | K.C. Byrd Electrical Contractor, Inc. - NM | 120/240 | Distribution |  | 0.76 | Solar | Non-Residential | 705 East Court St | Marion | NC | 28752 | Approved | NM-NC Net Metering | Carolinas | 2010-04-29 | Connected | Photovoltaic |  | 0.76 | Central | Single | 2011-04-07 |  | 2010-04-19 | Executed
DC | Osceola | Kim Kirschner |  | Distribution |  | 4.92 | Solar | Residential | 743 OAK SHADOWS RD | Celebration | FL | 34747 | Approved | NM-FL Net Metering | FL | 2010-03-03 | Connected | Photovoltaic |  | 4.182 | South Central |  | 2014-09-10 |  |  | Executed
DC | Durham | Justin G Trogdon | 120/240 | Distribution | Qty 20 REC 255 W Solar Panels | 5.1 | Solar | Residential | 1111 Glendale Ave | Durham | NC | 27701 | Approved | NM-NC Net Metering | Carolinas | 2014-08-21 | Connected | Photovoltaic |  | 6.62 | Northern | Single | 2014-07-29 | 2014-08-18 | 2014-07-29 | Executed
DC | LAKE | Kimberly Buchheit |  | Distribution |  | 6 | Solar | Residential | 6500 SWAIN RD | SORRENTO | FL | 32776 | Approved | NM-FL Net Metering | FL | 2014-07-14 | Connected | Photovoltaic |  | 5.1 | North Central |  | 2014-09-10 |  |  | Executed
DC | LAKE | Kimberly Fritsch |  | Distribution |  | 7.2 | Solar | Residential | 218 CREPE MYRTLE DRIVE | GROVELAND | FL | 34736 | Approved | NM-FL Net Metering | FL | 2013-10-21 | Connected | Photovoltaic |  | 6.12 | South Central |  | 2014-09-10 |  |  | Executed
DC | Lake | Kimberly Mccarraher |  | Distribution |  | 5.06 | Solar | Residential | 36815 QUEEN BEE LN | Grand Island | FL | 32735 | Approved | NM-FL Net Metering | FL | 2010-03-16 | Connected | Photovoltaic |  | 4.301 | North Central |  | 2014-09-10 |  |  | Executed
DC | Polk | Kimberly Reyes | 120/240 | Distribution | Qty 20 SW 285W, solar panels | 5.7 | Solar | Residential | 116 Saffron Way | Kissimmee | FL | 34758 | Approved | NM-FL Net Metering | FL | 2015-04-06 | Connected | Photovoltaic |  | 4.845 | South Central | Single | 2015-03-26 |  | 2015-03-26 | Executed
DC | HAMILTON | L. H. FREMONT | single |  | ten 175-W Suntech Black Label STP175S-24/Ab-1 solar panels | 1.75 | Solar | Residential | 816 VAN NES | CINCINNATI | OH | 45246 | Approved | Rider NM - Net Metering Rider - OH | OH/KY | 2010-08-11 | Connected | Photovoltaic |  | 1.75 | Central | 120/240 |  |  |  | Executed
DC | Pinellas | Kimberly T Coronado | 120/240 | Distribution | Dow Chemical PV Shingle | 3.6 | Solar | Residential | 2801 MEADOW OAK DR E | Clearwater | FL | 33761 | Approved | NM-FL Net Metering | FL | 2015-01-08 | Connected | Photovoltaic |  | 3.06 | South Coastal | Single | 2014-10-22 |  | 2014-10-22 | Executed
DC | WAKE | L.S.F Properties , LLC. | 120/240 |  |  | 5 | Solar | Residential | 218 Snow Ave | Raleigh | NC | 27603 | Approved | NC CSP-Cogeneration and Small Power Producer-Sell All | PEC Carolinas | 2011-07-19 | Connected | Photovoltaic |  | 4 | Northern | Single | 2012-10-18 |  |  | Executed
DC | Pasco | Kimberly Hannon |  | Distribution |  | 6.5 | Solar | Residential | 2035 TARRAGON LN | New Port Richey | FL | 34655 | Approved | NM-FL Net Metering | FL | 2012-08-03 | Connected | Photovoltaic |  | 5.525 | South Coastal |  | 2014-09-10 |  |  | Executed
DC | WAKE | Lacy Presnell | 120/240 |  |  | 3 | Solar | Residential | 1901 Chase Ct | Raleigh | NC | 27607 | Cancelled | NC CSP-Cogeneration and Small Power Producer-Sell All | PEC Carolinas | 2007-10-19 | Cancelled | Photovoltaic |  | 2.4 | Northern | Single | 2012-10-18 |  |  | Cancelled
DC | Mecklenburg | June Blotnick | 120/240 | Distribution | 16 Solarworld 250W Solar Panels | 4 | Solar | Residential | 2517 Belvedere Ave | Charlotte | NC | 28205 | Approved | NM-NC Net Metering | Carolinas | 2015-01-07 | Connected | Photovoltaic |  | 4 | Central | Single | 2014-09-10 | 2014-11-13 | 2014-09-10 | Executed
DC | Mecklenburg | June Banks | 120/240 | Distribution | 8 Renesola JC250M-24/Bbh 250W Panels | 2 | Solar | Residential | 1623 Shannonhouse Dr | Charlotte | NC | 28215 | Approved | NM-NC Net Metering | Carolinas | 2015-03-25 | Connected | Photovoltaic |  | 1.72 | Central | Single | 2015-02-09 | 2015-03-10 | 2015-02-09 | Executed
DC | Greene | LaGrange Solar 1 |  | Distribution |  |  | Solar | Non-Residential | Unknown | LaGrange | NC | 28551 | Approved |  | PEC Carolinas |  | Pending | Photovoltaic |  | 4998 | Unknown |  | 2014-10-21 |  | 2014-08-12 | Open
DC | Greene | LaGrange Solar 2 |  | Distribution |  |  | Solar | Non-Residential | Unknown | LaGrange | NC | 28551 | Approved |  | PEC Carolinas |  | Pending | Photovoltaic |  | 4998 | Unknown |  | 2014-10-21 |  | 2014-08-12 | Open
DC | Lenoir | Kinston Davis Farm, LLC |  | Distribution | Canadian Solar, CS6X Qty-21,660 |  | Solar | Non-Residential | Unknown | Kinston | NC | 28504 | Approved | NC CSP29-Cogeneration and Small Power Producer-Sell All | PEC Carolinas | 2015-02-27 | Connected | Photovoltaic |  | 4998 | Eastern | 3-phase | 2014-10-21 |  | 2013-12-18 | Executed
DC | Spartanburg | Lake Construction LLC | 12,470Y/7,200 | Distribution |  | 250 | Hydroelectric | Non-Residential | Tyger River | Startex | SC | 29377 | Cancelled | PP-SC Purchased Power | Carolinas |  | Cancelled | Turbine |  | 250 | Southern | 3-phase | 2014-01-20 |  | 2014-01-20 | Cancelled
DC | Lenoir | Kinston Solar, LLC |  | Distribution |  | 2300 | Solar | Non-Residential | 4947 NC Highway 58 North | Hookerton | NC | 28538 | Approved | NC CSP27-Cogeneration and Small Power Producer-Sell All | PEC Carolinas | 2014-03-26 | Connected | Photovoltaic |  | 1990 | Unknown |  | 2014-10-21 |  | 2012-12-06 | Executed
DC | ORANGE | Kira Flores |  | Distribution |  | 3 | Solar | Residential | 928 SENECA FALLS | ORLANDO | FL | 32828 | Approved | NM-FL Net Metering | FL | 2014-01-23 | Connected | Photovoltaic |  | 2.55 | North Central |  | 2014-09-10 |  |  | Executed
DC | Wake | Kiran Frampton | 120/240 | Distribution | 22 Suniva OPT260-60-40-100 | 5.72 | Solar | Non-Residential | 111 N Main St | Fuquay Varina | NC | 27526 | Approved | NC NM-Net Metering for Renewable Energy Facilities | PEC Carolinas | 2014-01-09 | Connected | Photovoltaic |  | 14.56 | Northern | Single | 2013-11-04 |  | 2013-11-04 | Executed
DC | Wilson | Lake Solar Center, LLC |  | Distribution |  |  | Solar | Non-Residential | Unknown | Elm City | NC | 27822 | Approved |  | PEC Carolinas |  | Pending | Photovoltaic |  | 4999 | Unknown |  | 2014-10-21 |  | 2013-09-30 | Open
DC | Monroe | Kirby E Cook | 120/240 | Distribution | Ten 245 Watt Lumos Solar Panels | 2.45 | Solar | Residential | 5883 Lampkins Ridge Rd E | Bloomington | IN | 47401 | Approved | Net Metering - Standard Contract Rider No. 57 | IN | 2013-11-06 | Connected | Photovoltaic |  | 2.2 | Southern | Single | 2013-10-04 |  | 2013-10-04 | Executed
DC | Monroe | Kirby E Cook | 120/240 | Distribution | Twenty 245 Watt Lumos Solar Panels | 4.9 | Solar | Residential | 5883 Lampkins Ridge Rd E | Bloomington | IN | 47401 | Approved | Net Metering - Standard Contract Rider No. 57 | IN | 2013-11-05 | Connected | Photovoltaic |  | 4.3 | Southern | Single | 2013-10-03 |  | 2013-10-03 | Executed
DC | York | Julius C. Rua | 120/240 | Distribution |  | 2.99 | Solar | Residential | 2550 Feemster Rd | Sharon | SC | 29742 | Approved | NM-SC Net Metering | Carolinas | 2011-02-01 | Connected | Photovoltaic |  | 2.99 | Southern | Single | 2011-04-07 |  | 2011-01-05 | Executed
DC | Orange | Julie M and Jay Brenman | 120/240 | Distribution | Qty 17 REC 255W Solar Panel | 4.34 | Solar | Residential | 103 Manora Ln | Chapel Hill | NC | 27516 | Approved | NM-NC Net Metering | Carolinas | 2014-12-28 | Connected | Photovoltaic |  | 4 | Northern | Single | 2014-12-08 | 2014-12-23 | 2014-12-08 | Executed
DC | Pinellas | Koenigshof Koenigshof Llc |  | Distribution |  | 5.04 | Solar | Residential | 17320 KENNEDY DR | St Petersburg | FL | 33708 | Approved | NM-FL Net Metering | FL | 2012-08-01 | Connected | Photovoltaic |  | 4.284 | South Coastal |  | 2014-09-10 |  |  | Executed
DC | Seminole | Koteswara Rao Karumanchi | 120/240 | Distribution | Qty 20 SolarWorld285w solar panels | 5.7 | Solar | Residential | 9133 Vickroy Ter | Oviedo | FL | 32765 | Approved | NM-FL Net Metering | FL | 2015-02-27 | Connected | Photovoltaic |  | 4.84 | North Central | Single | 2015-02-24 |  | 2015-02-24 | Executed
DC | Seminole | Lamar Adver Of Mobile Inc, Dba Daytona Beach Office - 5Th Installation |  | Distribution |  | 1 | Solar | Non-Residential | 142 N US HIGHWAY 17 92 *SIGN | LONGWOOD | FL | 32750 | Approved | NM-FL Net Metering | FL | 2012-04-27 | Cancelled | Photovoltaic |  | 0.85 | North Central |  | 2014-09-10 |  |  | Cancelled
DC | Seminole | Kris Sampson |  | Distribution |  | 6 | Solar | Residential | 464 WEXDON CT | LAKE MARY | FL | 32746 | Approved | NM-FL Net Metering | FL | 2012-02-23 | Connected | Photovoltaic |  | 5.1 | North Central |  | 2014-09-10 |  |  | Executed
DC | Pinellas | Kristen Brauer |  | Distribution |  | 5.06 | Solar | Residential | 140 37TH AVE NE | St Petersburg | FL | 33704 | Approved | NM-FL Net Metering | FL | 2012-01-30 | Connected | Photovoltaic |  | 4.301 | South Coastal |  | 2014-09-10 |  |  | Executed
DC | Seminole | Kristen Moore |  | Distribution |  | 1.92 | Solar | Residential | 254 VAN BUREN AVE | LAKE MARY | FL | 32746 | Approved | NM-FL Net Metering | FL | 2012-08-07 | Connected | Photovoltaic |  | 1.632 | North Central |  | 2014-09-10 |  |  | Executed
DC | Guildford | Julie L and Benjamin Herrick | 120/240 | Distribution | Qty 32 Solarworld 270W Solar Panels | 8.64 | Solar | Residential | 5507 Blue Heron Dr. | Greensboro | NC | 27455 | Approved | NM-NC Net Metering | Carolinas | 2014-12-16 | Connected | Photovoltaic |  | 8.64 | Northern | Single | 2014-10-22 | 2014-12-10 | 2014-10-22 | Executed
DC | VOLUSIA | Kristin Grenelle |  | Distribution |  | 10 | Solar | Residential | 765 HARPER RD | PIERSON | FL | 32180 | Approved | NM-FL Net Metering | FL | 2014-07-14 | Connected | Photovoltaic |  | 8.5 | North Central |  | 2014-09-10 |  |  | Executed
DC | Buncombe | Kristin Moyle | 120/240 | Distribution | 16 Kyocera KD250GX-LPB 250W Panels | 4 | Solar | Residential | 22 Mount Vernon Cir | Asheville | NC | 28804 | Approved | NM-NC Net Metering | PEC Carolinas | 2014-07-10 | Connected | Photovoltaic |  | 3.8 | Western | Single | 2014-06-10 |  | 2014-06-10 | Executed
DC | Orange | Kristin Stefanou | 120/240 | Distribution | Qty 40 AS-6P30-250w solar panels | 10 | Solar | Residential | 6383 Fountain Vista Ln | Orlando | FL | 32829 | Approved | NM-FL Net Metering | FL | 2015-04-01 | Connected | Photovoltaic |  | 8.5 | South Central | Single | 2015-03-30 |  | 2015-03-30 | Executed
DC | Pinellas | Kristine Benson |  | Distribution |  | 5 | Solar | Residential | 1100 SUNNYDALE DR | Clearwater | FL | 33755 | Approved | NM-FL Net Metering | FL | 2010-11-19 | Connected | Photovoltaic |  | 4.25 | South Coastal |  | 2014-09-10 |  |  | Executed
DC | Pinellas | Kronus Donuts Inc, Dba Dunkin Donuts |  | Distribution |  | 12 | Solar | Non-Residential | 700 34TH ST N | St Petersburg | FL | 33713 | Approved | NM-FL Net Metering | FL | 2009-10-12 | Connected | Photovoltaic |  | 10.2 | South Coastal |  | 2014-09-10 |  |  | Executed
DC | Lake | Kunjbala Parikh | 120/240 | Distribution | Qty 28 Canadian CS6P 255w solar panels | 7.14 | Solar | Residential | 124 Balmy Coast Rd | Groveland | FL | 34736 | Approved | NM-FL Net Metering | FL | 2015-05-06 | Connected | Photovoltaic |  | 6.069 | South Central | Single | 2015-04-22 |  | 2015-04-22 | Executed
DC | Pasco | Kurt Myrmel |  | Distribution |  | 10 | Solar | Residential | 9501 GREEN NEEDLE DR | NEW PORT RICHEY | FL | 34655 | Approved | NM-FL Net Metering | FL | 2013-01-31 | Connected | Photovoltaic |  | 8.5 | South Coastal |  | 2014-09-10 |  |  | Executed
DC | Catawba | Julie Jetzer | 120/240 | Distribution | 27 Suniva 255 watt OPT255-60-4-100 panels | 6.89 | Solar | Residential | 8293 Aeromarine Blvd | Catawba | NC | 28609 | Approved | NM-NC Net Metering | Carolinas | 2012-12-31 | Connected | Photovoltaic |  | 6 | Central | Single | 2012-10-22 | 2012-12-28 | 2012-10-22 | Executed
DC | Catawba | Julie Jetzer | 120/240 | Distribution | (68) Suniva OPT 255-60-40-100 W Panels | 17.34 | Solar | Residential | 8293 Aeromarine Blvd | Catawba | NC | 28609 | Approved | NM-NC Net Metering | Carolinas | 2012-12-31 | Connected | Photovoltaic |  | 15.2 | Central | Single | 2012-10-24 | 2012-12-28 | 2012-10-24 | Executed
DC | Alamance | Julie A and Terrence Bethea | 120/240 | Distribution | Qty 15 SunPower 335W Solar Panels | 5.03 | Solar | Residential | 2054 Glenkirk Dr. | Burlington | NC | 27215 | Approved | NM-NC Net Metering | Carolinas | 2014-12-28 | Connected | Photovoltaic |  | 5 | Northern | Single | 2014-10-29 | 2014-12-23 | 2014-10-29 | Executed
DC | Orange | Kyle R Jensen | 120/240 | Distribution |  | 3.57 | Solar | Residential | 9442 BEAR LAKE RD | Apopka | FL | 32703 | Approved | NM-FL Net Metering | FL | 2014-12-19 | Connected | Photovoltaic |  | 3.03 | North Central | Single | 2014-12-19 |  | 2014-12-19 | Executed
DC | Orange | Kyoko Blanchard | 120/240 | Distribution | SR-14-0138A | 5 | Solar | Residential | 3826 WINDWAY CT | Orlando | FL | 32817 | Approved | NM-FL Net Metering | FL | 2014-10-21 | Connected | Photovoltaic |  | 4.25 | North Central | Single | 2014-10-22 |  | 2014-10-22 | Executed
DC | Pinellas | L David Fulper | 120/240 | Distribution |  | 9.8 | Solar | Residential | 2402 NURSERY RD | Clearwater | FL | 33764 | Approved | NM-FL Net Metering | FL | 2015-01-13 | Connected | Photovoltaic |  | 8.33 | South Coastal | Single | 2015-01-13 |  |  | Executed
DC | Wake | Lacy Presnell | 120/240 | Distribution | Qty 15 (200 Watt) GEPVp-200-MS Solar Panels | 3 | Solar | Residential | 1901 Chase Ct | Raleigh | NC | 27607 | Approved | NC NM-Net Metering for Renewable Energy Facilities | PEC Carolinas | 2013-02-21 | Connected | Photovoltaic |  | 2.4 | Northern | Single | 2013-01-18 |  | 2013-01-18 | Executed
DC | Marion | Lady Lake Inc | 208Y/120 | Distribution | Qty 64 (327 Watt) SunPower SP327 | 20.93 | Solar | Non-Residential | 609 HIGHWAY 466, *CLUBHOUSE | Lady Lake | FL | 32159 | Approved | NM-FL Net Metering | FL | 2015-02-02 | Connected | Photovoltaic |  | 17.79 | North Coastal | Single | 2015-01-19 |  | 2015-01-19 | Executed
DC | LAKE | Lairn Malone |  | Distribution |  | 4 | Solar | Residential | 41329 SILVER DR | UMATILLA | FL | 32784 | Approved | NM-FL Net Metering | FL | 2014-02-10 | Connected | Photovoltaic |  | 3.4 | North Central |  | 2014-09-10 |  |  | Executed
DC | Orange | Lake Sherwood Partners 6-8 - 1St Installation |  | Distribution |  | 16.8 | Solar | Non-Residential | 1801 LONDON CREST DR *HSE | ORLANDO | FL | 32818 | Approved | NM-FL Net Metering | FL | 2011-12-27 | Connected | Photovoltaic |  | 14.28 | South Central |  | 2014-09-10 |  |  | Executed
DC | Orange | Lake Sherwood Partners 6-8 - 2Nd Installation |  | Distribution |  | 16.8 | Solar | Non-Residential | 1826 LONDON CREST DR *HSE | ORLANDO | FL | 32818 | Approved | NM-FL Net Metering | FL | 2011-12-27 | Connected | Photovoltaic |  | 14.28 | South Central |  | 2014-09-10 |  |  | Executed
DC | Orange | Lake Sherwood Partners 6-8 - 3Rd Installation |  | Distribution |  | 16.8 | Solar | Non-Residential | 1838 LONDON CREST DR *HSE | ORLANDO | FL | 32818 | Approved | NM-FL Net Metering | FL | 2011-12-27 | Connected | Photovoltaic |  | 14.28 | South Central |  | 2014-09-10 |  |  | Executed
DC | Volusia | Lamar Adver Of Mobile Inc, Dba Daytona Beach Office - 1St Installation |  | Distribution |  | 1 | Solar | Non-Residential | 1046 E NEW YORK AVE *SIGN | DELAND | FL | 32724 | Approved | NM-FL Net Metering | FL | 2012-03-14 | Connected | Photovoltaic |  | 0.85 | North Central |  | 2014-09-10 |  |  | Executed
DC | Volusia | Lamar Adver Of Mobile Inc, Dba Daytona Beach Office - 2Nd Installation |  | Distribution |  | 1 | Solar | Non-Residential | 2930 US HIGHWAY 92 | DELAND | FL | 32724 | Approved | NM-FL Net Metering | FL | 2012-03-14 | Connected | Photovoltaic |  | 0.85 | North Central |  | 2014-09-10 |  |  | Executed
DC | Volusia | Lamar Adver Of Mobile Inc, Dba Daytona Beach Office - 3Rd Installatin |  | Distribution |  | 1 | Solar | Non-Residential | 502 E INTERNATIONAL SPEEDWAY BLVD *SIGN | DELAND | FL | 32724 | Approved | NM-FL Net Metering | FL | 2012-03-14 | Connected | Photovoltaic |  | 0.85 | North Central |  | 2014-09-10 |  |  | Executed
DC | Volusia | Lamar Adver Of Mobile Inc, Dba Daytona Beach Office - 4Th Installation |  | Distribution |  | 1 | Solar | Non-Residential | 800 N SPRING GARDEN AVE, SIGN | DELAND | FL | 32720 | Approved | NM-FL Net Metering | FL | 2012-03-14 | Connected | Photovoltaic |  | 0.85 | North Central |  | 2014-09-10 |  |  | Executed
DC | Seminole | Lamar Adver Of Mobile Inc, Dba Daytona Beach Office - 6Th Installation |  | Distribution |  | 1 | Solar | Non-Residential | 360 N US HIGHWAY 17 92 *SIGN, BILLBOARD | LONGWOOD | FL | 32750 | Approved | NM-FL Net Metering | FL | 2012-04-27 | Connected | Photovoltaic |  | 0.85 | North Central |  | 2014-09-10 |  |  | Executed
DC | MARION | Lamar Advert Of Mobile Inc |  | Distribution |  | 2.45 | Solar | Non-Residential | 10115 SE US HIGHWAY 441, BILLBOARD | BELLEVIEW | FL | 34420 | Approved | NM-FL Net Metering | FL | 2014-08-13 | Connected | Photovoltaic |  | 2.083 | North Coastal |  | 2014-09-10 |  |  | Executed
DC | MARION | Lamar Advert Of Mobile Inc |  | Distribution |  | 2.45 | Solar | Non-Residential | 10115 SE US HIGHWAY 441, BILLBOARD | BELLEVIEW | FL | 34420 | Approved | NM-FL Net Metering | FL | 2014-02-18 | Connected | Photovoltaic |  | 2.083 | North Coastal |  | 2014-09-10 |  |  | Executed
DC | Highlands | Lamar Advert Of Mobile Inc - 10Th Installation |  | Distribution |  | 1 | Solar | Non-Residential | 13325 US HIGHWAY 98, BILLBOARD | SEBRING | FL | 33876 | Approved | NM-FL Net Metering | FL | 2011-11-15 | Connected | Photovoltaic |  | 0.85 | South Central |  | 2014-09-10 |  |  | Executed
DC | Polk | Lamar Advert Of Mobile Inc - 11Th Installation |  | Distribution |  | 1 | Solar | Non-Residential | 727 W LEE JACKSON HWY *SIGN | HAINES CITY | FL | 33844 | Approved | NM-FL Net Metering | FL | 2011-11-15 | Connected | Photovoltaic |  | 0.85 | South Central |  | 2014-09-10 |  |  | Executed
DC | Polk | Lamar Advert Of Mobile Inc - 12Th Installatin |  | Distribution |  | 1.5 | Solar | Non-Residential | 0 INTERSTATE 4 *SIGN, S OF I-4/WEST OF 27 | DAVENPORT | FL | 33837 | Approved | NM-FL Net Metering | FL | 2013-03-13 | Connected | Photovoltaic |  | 1.275 | South Central |  | 2014-09-10 |  |  | Executed
DC | Polk | Lamar Advert Of Mobile Inc - 13Th Installatin |  | Distribution |  | 1.5 | Solar | Non-Residential | 000 US HIGHWAY 27 N *SIGN, SO OF PERKINS | DAVENPORT | FL | 33837 | Approved | NM-FL Net Metering | FL | 2013-03-13 | Connected | Photovoltaic |  | 1.275 | South Central |  | 2014-09-10 |  |  | Executed
DC | Polk | Lamar Advert Of Mobile Inc - 14Th Installation |  | Distribution |  | 1.5 | Solar | Non-Residential | 2727 FRONTAGE RD *SIGN | DAVENPORT | FL | 33837 | Approved | NM-FL Net Metering | FL | 2013-03-13 | Connected | Photovoltaic |  | 1.275 | South Central |  | 2014-09-10 |  |  | Executed
DC | Polk | Lamar Advert Of Mobile Inc - 15Th Installation |  | Distribution |  | 1.5 | Solar | Non-Residential | US HIGHWAY 27 N *SIGN, I-4 PANL 25837-25838 | Haines City | FL | 33844 | Approved | NM-FL Net Metering | FL | 2013-03-13 | Connected | Photovoltaic |  | 1.275 | South Central |  | 2014-09-10 |  |  | Executed
DC | Marion | Lamar Advert Of Mobile Inc - 16Th Installation |  | Distribution |  | 2.45 | Solar | Non-Residential | 5331 N US HIGHWAY 441, #BILLBOARD | OCALA | FL | 34475 | Approved | NM-FL Net Metering | FL | 2013-08-09 | Connected | Photovoltaic |  | 2.083 | North Coastal |  | 2014-09-10 |  |  | Executed
DC | Marion | Lamar Advert Of Mobile Inc - 17Th Installatin |  | Distribution |  | 2.45 | Solar | Non-Residential | 3630 W HIGHWAY 326, BILLBOARD | OCALA | FL | 34482 | Approved | NM-FL Net Metering | FL | 2013-08-09 | Connected | Photovoltaic |  | 2.083 | North Coastal |  | 2014-09-10 |  |  | Executed
DC | Marion | Lamar Advert Of Mobile Inc - 18Th Installation |  | Distribution |  | 2.45 | Solar | Non-Residential | 3865 SE 58TH AVE, BILLBOARD | OCALA | FL | 34480 | Approved | NM-FL Net Metering | FL | 2013-08-09 | Connected | Photovoltaic |  | 2.083 | North Coastal |  | 2014-09-10 |  |  | Executed
DC | Marion | Lamar Advert Of Mobile Inc - 19Th Installation |  | Distribution |  | 2.45 | Solar | Non-Residential | 13121 SE US HIGHWAY 441, BILLBOARD | SUMMERFIELD | FL | 34491 | Approved | NM-FL Net Metering | FL | 2013-08-09 | Connected | Photovoltaic |  | 2.083 | North Coastal |  | 2014-09-10 |  |  | Executed
DC | Polk | Lamar Advert Of Mobile Inc - 1St Installation |  | Distribution |  | 1 | Solar | Non-Residential | 43700 U S HIGHWAY 27 N, BILLBOARD | DAVENPORT | FL | 33837 | Approved | NM-FL Net Metering | FL | 2011-10-26 | Connected | Photovoltaic |  | 0.85 | South Central |  | 2014-09-10 |  |  | Executed
DC | Marion | Lamar Advert Of Mobile Inc - 20Th Installation |  | Distribution |  | 2.45 | Solar | Non-Residential | 15000 S US HIGHWAY 441, BILLBOARD | SUMMERFIELD | FL | 34491 | Approved | NM-FL Net Metering | FL | 2013-08-09 | Connected | Photovoltaic |  | 2.083 | North Coastal |  | 2014-09-10 |  |  | Executed
DC | Marion | Lamar Advert Of Mobile Inc - 21St Installation |  | Distribution |  | 2.45 | Solar | Non-Residential | 2501 SE 73RD ST *SIGN BILLBOARD, NW CORNER OF 441 | OCALA | FL | 34480 | Approved | NM-FL Net Metering | FL | 2013-08-09 | Connected | Photovoltaic |  | 2.083 | North Coastal |  | 2014-09-10 |  |  | Executed
DC | Marion | Lamar Advert Of Mobile Inc - 22Nd Installation |  | Distribution |  | 2.45 | Solar | Non-Residential | 7874 S US HIGHWAY 441, *BILLBOARD | OCALA | FL | 34480 | Approved | NM-FL Net Metering | FL | 2013-08-09 | Connected | Photovoltaic |  | 2.083 | North Coastal |  | 2014-09-10 |  |  | Executed
DC | Marion | Lamar Advert Of Mobile Inc - 23Rd Installation |  | Distribution |  | 2.45 | Solar | Non-Residential | 10801 SE US HIGHWAY 441, BILLBOARD | BELLEVIEW | FL | 34420 | Approved | NM-FL Net Metering | FL | 2013-08-09 | Connected | Photovoltaic |  | 2.083 | North Coastal |  | 2014-09-10 |  |  | Executed
DC | Marion | Lamar Advert Of Mobile Inc - 24Th Installation |  | Distribution |  | 2.45 | Solar | Non-Residential | 5501 SE ABSHIER BLVD, BILLBOARD | BELLEVIEW | FL | 34420 | Approved | NM-FL Net Metering | FL | 2013-08-09 | Connected | Photovoltaic |  | 2.083 | North Coastal |  | 2014-09-10 |  |  | Executed
DC | Marion | Lamar Advert Of Mobile Inc - 25Th Installation |  | Distribution |  | 2.45 | Solar | Non-Residential | 11800 SE US HIGHWAY 441 *SIGN P, 3522 & 3523 | BELLEVIEW | FL | 34420 | Approved | NM-FL Net Metering | FL | 2013-08-09 | Connected | Photovoltaic |  | 2.083 | North Coastal |  | 2014-09-10 |  |  | Executed
DC | Marion | Lamar Advert Of Mobile Inc - 26Th Installation |  | Distribution |  | 2.45 | Solar | Non-Residential | 11765 S HIGHWAY 441 *SIGN | BELLEVIEW | FL | 34420 | Approved | NM-FL Net Metering | FL | 2013-08-09 | Connected | Photovoltaic |  | 2.083 | North Coastal |  | 2014-09-10 |  |  | Executed
DC | Marion | Lamar Advert Of Mobile Inc - 27Th Installation |  | Distribution |  | 2.45 | Solar | Non-Residential | 17330 S US HIGHWAY 441 *SIGN | SUMMERFIELD | FL | 34491 | Approved | NM-FL Net Metering | FL | 2013-08-09 | Connected | Photovoltaic |  | 2.083 | North Coastal |  | 2014-09-10 |  |  | Executed
DC | MARION | Lamar Advert Of Mobile Inc - 28Th Installation |  | Distribution |  | 2.45 | Solar | Non-Residential | 3950 W HIGHWAY 326, BILLBOARD | OCALA | FL | 34482 | Approved | NM-FL Net Metering | FL | 2013-08-09 | Connected | Photovoltaic |  | 2.083 | North Coastal |  | 2014-09-10 |  |  | Executed
DC | Polk | Lamar Advert Of Mobile Inc - 2Nd Installation |  | Distribution |  | 0.5 | Solar | Non-Residential | 6443 STATE ROAD 60 E *SIGN | LAKE WALES | FL | 33898 | Approved | NM-FL Net Metering | FL | 2011-10-26 | Connected | Photovoltaic |  | 0.425 | South Central |  | 2014-09-10 |  |  | Executed
DC | Polk | Lamar Advert Of Mobile Inc - 3Rd Installation |  | Distribution |  | 1 | Solar | Non-Residential | 0 STATE ROAD 540 *SIGN, COR ST RD 27 & 540 | WAVERLY | FL | 33877 | Approved | NM-FL Net Metering | FL | 2011-11-01 | Connected | Photovoltaic |  | 0.85 | South Central |  | 2014-09-10 |  |  | Executed
DC | Polk | Lamar Advert Of Mobile Inc - 4Th Installation |  | Distribution |  | 2 | Solar | Non-Residential | 23530 U S HIGHWAY 27 N *SIGN, PANEL 25475-25479 | LAKE WALES | FL | 33853 | Approved | NM-FL Net Metering | FL | 2011-11-10 | Connected | Photovoltaic |  | 1.7 | South Central |  | 2014-09-10 |  |  | Executed
DC | Polk | Lamar Advert Of Mobile Inc - 5Th Installation |  | Distribution |  | 1 | Solar | Non-Residential | 25189 N US HIGHWAY 27, BILLBOARD | LAKE WALES | FL | 33853 | Approved | NM-FL Net Metering | FL | 2011-11-10 | Connected | Photovoltaic |  | 0.85 | South Central |  | 2014-09-10 |  |  | Executed
DC | Polk | Lamar Advert Of Mobile Inc - 6Th Installation |  | Distribution |  | 1 | Solar | Non-Residential | 28610 US HIGHWAY 27 N, BILLBOARD | DUNDEE | FL | 33838 | Approved | NM-FL Net Metering | FL | 2011-11-10 | Connected | Photovoltaic |  | 0.85 | South Central |  | 2014-09-10 |  |  | Executed
DC | Polk | Lamar Advert Of Mobile Inc - 7Th Installation |  | Distribution |  | 1 | Solar | Non-Residential | 29180 US HIGHWAY 27 N * BILLBOARDá | DUNDEE | FL | 33838 | Approved | NM-FL Net Metering | FL | 2011-11-10 | Connected | Photovoltaic |  | 0.85 | South Central |  | 2014-09-10 |  |  | Executed
DC | Polk | Lamar Advert Of Mobile Inc - 8Th Installation |  | Distribution |  | 1 | Solar | Non-Residential | 3800 US HIGHWAY 27 N, PANEL 3025-3026 | DAVENPORT | FL | 33837 | Approved | NM-FL Net Metering | FL | 2011-11-10 | Connected | Photovoltaic |  | 0.85 | South Central |  | 2014-09-10 |  |  | Executed
DC | Polk | Lamar Advert Of Mobile Inc - 9Th Installation |  | Distribution |  | 1 | Solar | Non-Residential | 4199 US HIGHWAY 27 *SIGN, HOPPY'S MARINE | HAINES CITY | FL | 33844 | Approved | NM-FL Net Metering | FL | 2011-11-10 | Connected | Photovoltaic |  | 0.85 | South Central |  | 2014-09-10 |  |  | Executed
DC | SUMTER | Lamar Advertis Of Ocala Inc, Dba Ocala Office |  | Distribution |  | 2.45 | Solar | Non-Residential | 15655 S US HIGHWAY 441 *SIGN, LAMAR | SUMMERFIELD | FL | 34491 | Approved | NM-FL Net Metering | FL | 2014-02-24 | Connected | Photovoltaic |  | 2.083 | North Coastal |  | 2014-09-10 |  |  | Executed
DC | LAKE | Lamar Advertis Of Ocala Inc, Dba Ocala Office |  | Distribution |  | 2.45 | Solar | Non-Residential | 15655 S US HIGHWAY 441 *SIGN, LAMAR | SUMMERFIELD | FL | 34491 | Approved | NM-FL Net Metering | FL | 2014-02-24 | Connected | Photovoltaic |  | 2.083 | North Coastal |  | 2014-09-10 |  |  | Executed
DC | LAKE | Lamar Advertis Of Ocala Inc, Dba Ocala Office |  | Distribution |  | 2.45 | Solar | Non-Residential | 15655 S US HIGHWAY 441 *SIGN, LAMAR | SUMMERFIELD | FL | 34491 | Approved | NM-FL Net Metering | FL | 2014-02-24 | Connected | Photovoltaic |  | 2.083 | North Coastal |  | 2014-09-10 |  |  | Executed
DC | LAKE | Lamar Advertis Of Ocala Inc, Dba Ocala Office |  | Distribution |  | 2.45 | Solar | Non-Residential | 15655 S US HIGHWAY 441 *SIGN, LAMAR | SUMMERFIELD | FL | 34491 | Approved | NM-FL Net Metering | FL | 2014-02-24 | Connected | Photovoltaic |  | 2.083 | North Coastal |  | 2014-09-10 |  |  | Executed
DC | LAKE | Lamar Advertis Of Ocala Inc, Dba Ocala Office |  | Distribution |  | 2.45 | Solar | Non-Residential | 15655 S US HIGHWAY 441 *SIGN, LAMAR | SUMMERFIELD | FL | 34491 | Approved | NM-FL Net Metering | FL | 2014-02-24 | Connected | Photovoltaic |  | 2.083 | North Coastal |  | 2014-09-10 |  |  | Executed
DC | MARION | Lamar Advertis Of Ocala Inc, Dba Ocala Office |  | Distribution |  | 2.45 | Solar | Non-Residential | 15655 S US HIGHWAY 441 *SIGN, LAMAR | SUMMERFIELD | FL | 34491 | Approved | NM-FL Net Metering | FL | 2014-02-18 | Connected | Photovoltaic |  | 2.083 | North Coastal |  | 2014-09-10 |  |  | Executed
DC | SUMTER | Lamar Advertis Of Ocala Inc, Dba Ocala Office |  | Distribution |  | 2.45 | Solar | Non-Residential | 15655 S US HIGHWAY 441 *SIGN, LAMAR | SUMMERFIELD | FL | 34491 | Approved | NM-FL Net Metering | FL | 2014-02-18 | Connected | Photovoltaic |  | 2.083 | North Coastal |  | 2014-09-10 |  |  | Executed
DC | Marion | Lamar Advertis Of Ocala Inc, Dba Ocala Office - 10Th Installation |  | Distribution |  | 2.45 | Solar | Non-Residential | 13970 S US HIGHWAY 441, BILLBOARD | SUMMERFIELD | FL | 34491 | Approved | NM-FL Net Metering | FL | 2013-08-09 | Connected | Photovoltaic |  | 2.083 | North Coastal |  | 2014-09-10 |  |  | Executed
DC | SUMTER | Lamar Advertis Of Ocala Inc, Dba Ocala Office - 11Th Installation |  | Distribution |  | 2.45 | Solar | Non-Residential | 1190 S MAIN ST *SIGN, OFF CLAYDRAIN | WILDWOOD | FL | 34785 | Approved | NM-FL Net Metering | FL | 2013-08-09 | Connected | Photovoltaic |  | 2.083 | North Coastal |  | 2014-09-10 |  |  | Executed
DC | SUMTER | Lamar Advertis Of Ocala Inc, Dba Ocala Office - 12Th Installation |  | Distribution |  | 2.45 | Solar | Non-Residential | 1210 S MAIN ST *SIGN, @ ALABAMA | WILDWOOD | FL | 34785 | Approved | NM-FL Net Metering | FL | 2013-08-09 | Connected | Photovoltaic |  | 2.083 | North Coastal |  | 2014-09-10 |  |  | Executed
DC | SUMTER | Lamar Advertis Of Ocala Inc, Dba Ocala Office - 13Th Installation |  | Distribution |  | 2.45 | Solar | Non-Residential | 106 E STATE ROAD 44 *SIGN | WILDWOOD | FL | 34785 | Approved | NM-FL Net Metering | FL | 2013-08-09 | Connected | Photovoltaic |  | 2.083 | North Coastal |  | 2014-09-10 |  |  | Executed
DC | Marion | Lamar Advertis Of Ocala Inc, Dba Ocala Office - 14Th Installation |  | Distribution |  | 2.45 | Solar | Non-Residential | 7331 N US HIGHWAY 441 *SIGN | OCALA | FL | 34475 | Approved | NM-FL Net Metering | FL | 2013-08-09 | Connected | Photovoltaic |  | 2.083 | North Coastal |  | 2014-09-10 |  |  | Executed
DC | MARION | Lamar Advertis Of Ocala Inc, Dba Ocala Office - 15Th Installation |  | Distribution |  | 2.45 | Solar | Non-Residential | 0 US HIGHWAY 301, CSX-2MI N CR44- WEST | OCALA | FL | 34785 | Approved | NM-FL Net Metering | FL | 2013-08-09 | Connected | Photovoltaic |  | 2.083 | North Coastal |  | 2014-09-10 |  |  | Executed
DC | SUMTER | Lamar Advertis Of Ocala Inc, Dba Ocala Office - 16Th Installation |  | Distribution |  | 2.45 | Solar | Non-Residential | 000 E STATE ROAD 44 *SIGN, @ WALKER RD | WILDWOOD | FL | 34785 | Approved | NM-FL Net Metering | FL | 2013-08-09 | Connected | Photovoltaic |  | 2.083 | North Coastal |  | 2014-09-10 |  |  | Executed
DC | SUMTER | Lamar Advertis Of Ocala Inc, Dba Ocala Office - 17Th Installation |  | Distribution |  | 2.45 | Solar | Non-Residential | 0000 E COUNTY ROAD 466 *SIGN, S SIDE E OF RR | OXFORD | FL | 34484 | Approved | NM-FL Net Metering | FL | 2013-08-09 | Connected | Photovoltaic |  | 2.083 | North Coastal |  | 2014-09-10 |  |  | Executed
DC | MARION | Lamar Advertis Of Ocala Inc, Dba Ocala Office - 18Th Installation |  | Distribution |  | 2.45 | Solar | Non-Residential | 000 SE 151ST LN *SIGN, US441 ON NW COR 151 | SUMMERFIELD | FL | 34491 | Approved | NM-FL Net Metering | FL | 2013-08-09 | Connected | Photovoltaic |  | 2.083 | North Coastal |  | 2014-09-10 |  |  | Executed
DC | EUSTIS | Lamar Advertis Of Ocala Inc, Dba Ocala Office - 19Th Installation |  | Distribution |  | 2.45 | Solar | Non-Residential | 1235 EUSTIS, 441 SIGN FL07/FL2711 | EUSTIS | FL | 32726 | Approved | NM-FL Net Metering | FL | 2013-10-16 | Connected | Photovoltaic |  | 2.083 | North Central |  | 2014-09-10 |  |  | Executed
DC | Marion | Lamar Advertis Of Ocala Inc, Dba Ocala Office - 1St Installation |  | Distribution |  | 2.45 | Solar | Non-Residential | 9200 S US HIGHWAY 441 *SIGN | OCALA | FL | 34480 | Approved | NM-FL Net Metering | FL | 2013-08-09 | Connected | Photovoltaic |  | 2.083 | North Coastal |  | 2014-09-10 |  |  | Executed
DC | Marion | Lamar Advertis Of Ocala Inc, Dba Ocala Office - 2Nd Installation |  | Distribution |  | 2.45 | Solar | Non-Residential | 13265 SE US HIGHWAY 441, BILLBOARD# FL3263 | SUMMERFIELD | FL | 34491 | Approved | NM-FL Net Metering | FL | 2013-08-09 | Connected | Photovoltaic |  | 2.083 | North Coastal |  | 2014-09-10 |  |  | Executed
DC | Marion | Lamar Advertis Of Ocala Inc, Dba Ocala Office - 3Rd Installation |  | Distribution |  | 2.45 | Solar | Non-Residential | 7531 S US HIGHWAY 441 *SIGN | OCALA | FL | 34480 | Approved | NM-FL Net Metering | FL | 2013-08-09 | Connected | Photovoltaic |  | 2.083 | North Coastal |  | 2014-09-10 |  |  | Executed
DC | Marion | Lamar Advertis Of Ocala Inc, Dba Ocala Office - 4Th Installation |  | Distribution |  | 2.45 | Solar | Non-Residential | 4565 SE MARICAMP RD *SIGN | NEW OCALA | FL | 34480 | Approved | NM-FL Net Metering | FL | 2013-08-09 | Connected | Photovoltaic |  | 2.083 | North Coastal |  | 2014-09-10 |  |  | Executed
DC | LAKE | Lamar Advertis Of Ocala Inc, Dba Ocala Office |  | Distribution |  | 2.45 | Solar | Non-Residential | 15655 S US HIGHWAY 441 *SIGN, LAMAR | SUMMERFIELD | FL | 34491 | Approved | NM-FL Net Metering | FL | 2014-08-13 | Connected | Photovoltaic |  | 2.083 | North Coastal |  | 2014-09-10 |  |  | Executed
DC | MARION | Lamar Advertis Of Ocala Inc, Dba Ocala Office - 5Th Installation |  | Distribution |  | 2.45 | Solar | Non-Residential | 16730 SE US HIGHWAY 441, BILLBOARD | SUMMERFIELD | FL | 34491 | Approved | NM-FL Net Metering | FL | 2013-08-09 | Connected | Photovoltaic |  | 2.083 | North Coastal |  | 2014-09-10 |  |  | Executed
DC | Marion | Lamar Advertis Of Ocala Inc, Dba Ocala Office - 6Th Installation |  | Distribution |  | 2.45 | Solar | Non-Residential | 12865 SE US HIGHWAY 441, *BILLBOARD | BELLEVIEW | FL | 34420 | Approved | NM-FL Net Metering | FL | 2013-08-09 | Connected | Photovoltaic |  | 2.083 | North Coastal |  | 2014-09-10 |  |  | Executed
DC | Marion | Lamar Advertis Of Ocala Inc, Dba Ocala Office - 7Th Installation |  | Distribution |  | 2.45 | Solar | Non-Residential | 5605 N US HIGHWAY 441, SIGN | OCALA | FL | 34475 | Approved | NM-FL Net Metering | FL | 2013-08-09 | Connected | Photovoltaic |  | 2.083 | North Coastal |  | 2014-09-10 |  |  | Executed
DC | Marion | Lamar Advertis Of Ocala Inc, Dba Ocala Office - 8Th Installation |  | Distribution |  | 2.45 | Solar | Non-Residential | 815 SE 58TH AVE, BILLBOARD | OCALA | FL | 34471 | Approved | NM-FL Net Metering | FL | 2013-08-09 | Connected | Photovoltaic |  | 2.083 | North Coastal |  | 2014-09-10 |  |  | Executed
DC | Marion | Lamar Advertis Of Ocala Inc, Dba Ocala Office - 9Th Installation |  | Distribution |  | 2.45 | Solar | Non-Residential | LAMAR ADVERTIS OF OCALA INC, DBA | OCALA | FL | 34471 | Approved | NM-FL Net Metering | FL | 2013-08-09 | Connected | Photovoltaic |  | 2.083 | North Coastal |  | 2014-09-10 |  |  | Executed
DC | Pickens | Julia Sharp | 120/240 | Distribution | 8 SunPower 327 Watt Modules | 2.62 | Solar | Residential | 121 Morgan Dr | Central | SC | 29630 | Approved | NM-SC Net Metering | Carolinas | 2012-06-08 | Connected | Photovoltaic |  | 2.62 | Southern | Single | 2012-05-17 |  | 2012-05-17 | Executed
DC | Pickens | Julia Frugoli | 120/240 | Distribution |  | 4.2 | Solar | Residential | 310 Silver Creek Rd | Central | SC | 29630 | Approved | NM-SC Net Metering | Carolinas | 2008-12-15 | Connected | Photovoltaic |  | 4.2 | Southern | Single | 2011-04-07 |  | 2008-07-30 | Executed
DC | Marion | Lamar Central Outdoor LLC - 10Th Installation |  | Distribution |  | 2.45 | Solar | Non-Residential | 13866 S US HIGHWAY 441, BILL BOARD | SUMMERFIELD | FL | 34491 | Approved | NM-FL Net Metering | FL | 2013-08-09 | Connected | Photovoltaic |  | 2.083 | North Coastal |  | 2014-09-10 |  |  | Executed
DC | Marion | Lamar Central Outdoor LLC - 11Th Installation |  | Distribution |  | 2.45 | Solar | Non-Residential | 17665 N US HIGHWAY 301 *SIGN | CITRA | FL | 32113 | Approved | NM-FL Net Metering | FL | 2013-08-09 | Connected | Photovoltaic |  | 2.083 | North Coastal |  | 2014-09-10 |  |  | Executed
DC | Marion | Lamar Central Outdoor LLC - 12Th Installation |  | Distribution |  | 2.45 | Solar | Non-Residential | 9562 SE MARICAMP RD, BILLBOARD SCMCR-15 | OCALA | FL | 34472 | Approved | NM-FL Net Metering | FL | 2013-08-09 | Connected | Photovoltaic |  | 2.083 | North Coastal |  | 2014-09-10 |  |  | Executed
DC | Lincoln | Landis Reed Homes 7413 Adirondack Dr | 120/240 | Distribution |  | 3 | Solar | Residential | 7413 Adirondack Dr | Denver | NC | 28037 | Pending | NM-NC Net Metering | Carolinas |  | Pending | Photovoltaic |  | 3 | Central | Single | 2015-06-02 |  | 2015-06-02 | Open
DC | Marion | Lamar Central Outdoor LLC - 13Th Installation |  | Distribution |  | 2.45 | Solar | Non-Residential | 4485 SE 53RD AVE, BILLBOARD-SCMCR-13 | OCALA | FL | 34480 | Approved | NM-FL Net Metering | FL | 2013-08-09 | Connected | Photovoltaic |  | 2.083 | North Coastal |  | 2014-09-10 |  |  | Executed
DC | Johnston | Landmark Solar Farm, LLC |  | Distribution | Qty 9180 305W Rensola Solar Panels | 2799.9 | Solar | Non-Residential | 4185452 Landmark Rd. | Willow Springs | NC | 27592 | Pending | PP-N NC - Non-Hydroelectric Qualifying Facilities | PEC Carolinas |  | Pending | Photovoltaic |  | 1998 | Northern | 3-phase | 2015-04-02 |  | 2015-04-02 | Open
DC | SUMTER | Lamar Central Outdoor LLC |  | Distribution |  | 2.45 | Solar | Non-Residential | 1404 E STATE ROAD 44 *SIGN | WILDWOOD | FL | 34785 | Approved | NM-FL Net Metering | FL | 2014-02-24 | Connected | Photovoltaic |  | 2.083 | North Coastal |  | 2014-09-10 |  |  | Executed
DC |  | Lane Solar Farm, LLC |  |  | 22,080 CS6X-310P | 6844 | Solar | Non-Residential | Salem Church Rd. | Goldsboro | NC | 29403 | Pending |  | PEC Carolinas |  | Pending | Photovoltaic |  | 5000 | Unknown |  | 2015-04-28 |  | 2015-04-28 | Open
DC | Marion | Lamar Central Outdoor LLC - 14Th Installation |  | Distribution |  | 2.45 | Solar | Non-Residential | 2615 SE 58TH AVE *SIGN | OCALA | FL | 34471 | Approved | NM-FL Net Metering | FL | 2013-08-09 | Connected | Photovoltaic |  | 2.083 | North Coastal |  | 2014-09-10 |  |  | Executed
DC | Marion | Lamar Central Outdoor LLC - 15Th Installation |  | Distribution |  | 2.45 | Solar | Non-Residential | 1400 NW 70TH ST, SIGN | OCALA | FL | 34475 | Approved | NM-FL Net Metering | FL | 2013-08-09 | Connected | Photovoltaic |  | 2.083 | North Coastal |  | 2014-09-10 |  |  | Executed
DC | Lenoir | Lang Solar Farm, LLC |  | Distribution | Canadian Solar, CS6X - Qty-21,660 |  | Solar | Non-Residential | Unknown | LaGrange | NC | 28551 | Approved | NC CSP29-Cogeneration and Small Power Producer-Sell All | PEC Carolinas | 2015-08-03 | Under Construction | Photovoltaic |  | 4998 | Eastern |  | 2014-10-21 |  | 2013-12-19 | Open
DC | Johnston | Langdon Solar Farm, LLC |  | Distribution |  |  | Solar | Non-Residential | 879 Boyette Rd. | Four Oaks | NC | 27524 | Approved |  | PEC Carolinas |  | Pending IA | Photovoltaic |  | 5000 | Unknown |  | 2014-10-21 |  | 2014-02-27 | Open
DC |  | Langdon Solar Farm, LLC |  | Distribution |  |  | Solar | Non-Residential | 879 Boyette Rd. | Four Oaks | NC | 27524 | Cancelled |  | PEC Carolinas |  | Cancelled | Photovoltaic |  | 5000 | Unknown |  | 2014-10-21 |  | 2013-05-06 | Cancelled
DC | Person | Langston Logan | 120/240 | Distribution | Qty 12 Suniva 270-60-4-1B0 | 3.24 | Solar | Residential | 176 Carrington Ln | Roxboro | NC | 27573 | Cancelled | NC NM-Net Metering for Renewable Energy Facilities | PEC Carolinas |  | Cancelled | Photovoltaic |  | 2.49 | Northern | Single | 2014-07-28 |  | 2014-07-28 | Cancelled
DC | Duplin | Lanier Solar, LLC |  | Distribution |  |  | Solar | Non-Residential | Unknown | Beulaville | NC | 28518 | Approved |  | PEC Carolinas |  | Pending | Photovoltaic |  | 5000 | Unknown |  | 2014-10-21 |  | 2014-07-29 | Open
DC | Marion | Lamar Central Outdoor LLC - 16Th Installation |  | Distribution |  | 2.45 | Solar | Non-Residential | 10935 SE 177TH PL *SIGN 99-574, 300' N OF SE 176TH P | SUMMERFIELD | FL | 34491 | Approved | NM-FL Net Metering | FL | 2013-08-09 | Connected | Photovoltaic |  | 2.083 | North Coastal |  | 2014-09-10 |  |  | Executed
DC | Marion | Lamar Central Outdoor LLC - 17Th Installation |  | Distribution |  | 2.45 | Solar | Non-Residential | 7777 NW HIGHWAY 225A, BILLBOARD | OCALA | FL | 34482 | Approved | NM-FL Net Metering | FL | 2013-08-09 | Connected | Photovoltaic |  | 2.083 | North Coastal |  | 2014-09-10 |  |  | Executed
DC | Marion | Lamar Central Outdoor LLC - 18Th Installation |  | Distribution |  | 2.45 | Solar | Non-Residential | 7635 NW HIGHWAY 225A, BILLBOARD # FL32620 | OCALA | FL | 34482 | Approved | NM-FL Net Metering | FL | 2013-08-09 | Connected | Photovoltaic |  | 2.083 | North Coastal |  | 2014-09-10 |  |  | Executed
DC | Marion | Lamar Central Outdoor LLC - 19Th Installation |  | Distribution |  | 2.45 | Solar | Non-Residential | 9550 NE JACKSONVILLE RD *SIGN | ANTHONY | FL | 32617 | Approved | NM-FL Net Metering | FL | 2013-08-09 | Connected | Photovoltaic |  | 2.083 | North Coastal |  | 2014-09-10 |  |  | Executed
DC | OCALA | Lamar Central Outdoor LLC - 1St Installation |  | Distribution |  | 2.45 | Solar | Non-Residential | 5001 SE MARICAMP ROAD*SIGN | ACR FRM FOREST HIGH | FL | 34480 | Approved | NM-FL Net Metering | FL | 2013-08-09 | Connected | Photovoltaic |  | 2.083 | North Coastal |  | 2014-09-10 |  |  | Executed
DC | Marion | Lamar Central Outdoor LLC - 20Th Installation |  | Distribution |  | 2.45 | Solar | Non-Residential | 10941 SE US HIGHWAY 441, SIGN | BELLEVIEW | FL | 34420 | Approved | NM-FL Net Metering | FL | 2013-08-09 | Connected | Photovoltaic |  | 2.083 | North Coastal |  | 2014-09-10 |  |  | Executed
DC | SUMTER | Lamar Central Outdoor LLC - 21St Installation |  | Distribution |  | 2.45 | Solar | Non-Residential | 1404 E STATE ROAD 44 *SIGN 2 | WILDWOOD | FL | 34785 | Approved | NM-FL Net Metering | FL | 2013-08-09 | Connected | Photovoltaic |  | 2.083 | North Coastal |  | 2014-09-10 |  |  | Executed
DC | Marion | Lamar Central Outdoor LLC - 22Nd Installation |  | Distribution |  | 2.45 | Solar | Non-Residential | 00000 S US HIGHWAY 441 *SIGN, BILLBD NEAR 16765 | SUMMERFIELD | FL | 34491 | Approved | NM-FL Net Metering | FL | 2013-08-09 | Connected | Photovoltaic |  | 2.083 | North Coastal |  | 2014-09-10 |  |  | Executed
DC | Marion | Lamar Central Outdoor LLC - 23Rd Installation |  | Distribution |  | 2.45 | Solar | Non-Residential | 000 SE 58TH AVE *SIGN, S OF BELLEVW BYPASS | OCALA | FL | 34480 | Approved | NM-FL Net Metering | FL | 2013-08-09 | Connected | Photovoltaic |  | 2.083 | North Coastal |  | 2014-09-10 |  |  | Executed
DC | MARION | Lamar Central Outdoor LLC - 24Th Installation |  | Distribution |  | 2.45 | Solar | Non-Residential | 00 S US HIGHWAY 441 *SIGN 99-563, 825' S OF SE 176TH | SUMMERFIELD | FL | 34491 | Approved | NM-FL Net Metering | FL | 2013-08-09 | Connected | Photovoltaic |  | 2.083 | North Coastal |  | 2014-09-10 |  |  | Executed
DC | MARION | Lamar Central Outdoor LLC - 25Th Installation |  | Distribution |  | 2.45 | Solar | Non-Residential | 0 S US HIGHWAY 441 *SIGN, 450' N OF 156TH ST | SUMMERFIELD | FL | 34491 | Approved | NM-FL Net Metering | FL | 2013-08-09 | Connected | Photovoltaic |  | 2.083 | North Coastal |  | 2014-09-10 |  |  | Executed
DC | MARION | Lamar Central Outdoor LLC - 26Th Installation |  | Distribution |  | 2.45 | Solar | Non-Residential | 0 SE US HIGHWAY 441 *SIGN 99-577, 400' S OF SE 126TH | BELLEVIEW | FL | 34420 | Approved | NM-FL Net Metering | FL | 2013-08-09 | Connected | Photovoltaic |  | 2.083 | North Coastal |  | 2014-09-10 |  |  | Executed
DC | MARION | Lamar Central Outdoor LLC - 27Th Installation |  | Distribution |  | 2.45 | Solar | Non-Residential | 000 S US HIGHWAY 441 *SIGN 03-0012, .55 MI N OF CR 42 | SUMMERFIELD | FL | 34491 | Approved | NM-FL Net Metering | FL | 2013-08-09 | Connected | Photovoltaic |  | 2.083 | North Coastal |  | 2014-09-10 |  |  | Executed
DC | MARION | Lamar Central Outdoor LLC - 28Th Installation |  | Distribution |  | 2.45 | Solar | Non-Residential | 3740 SE MARICAMP RD *SIGN, BILLBD @ SE 31ST ST | OCALA | FL | 34472 | Approved | NM-FL Net Metering | FL | 2013-08-09 | Connected | Photovoltaic |  | 2.083 | North Coastal |  | 2014-09-10 |  |  | Executed
DC | Buncombe | Larry Ohl | 120/240 |  | 24 250 Watt Solar World Panels | 6 | Solar | Residential | 593 Merrills Cove Road | Asheville | NC | 28803 | Pending | NC NM-Net Metering for Renewable Energy Facilities | PEC Carolinas | 2014-02-04 | Connected | Photovoltaic |  | 4.8 | Western |  | 2013-12-19 |  | 2013-12-19 | Executed
DC | HAMILTON | LARRY P FELTMAN | 120/240 |  | sixteen 100-W solar panels | 1.6 | Solar | Residential | 14940 STATE ROAD 238 E | FISHERS | IN | 46037 | Approved | Net Metering - Standard Contract Rider No. 57 | IN | 2003-09-25 | Connected | Photovoltaic |  | 1.6 | North | Single |  |  |  | Executed
DC | MARION | Lamar Central Outdoor LLC - 29Th Installation |  | Distribution |  | 2.45 | Solar | Non-Residential | 7800 SE 58TH AVE *SIGN @ SE 78TH ST | OCALA | FL | 34480 | Approved | NM-FL Net Metering | FL | 2013-10-16 | Connected | Photovoltaic |  | 2.083 | North Coastal |  | 2014-09-10 |  |  | Executed
DC | MARION | Lamar Central Outdoor LLC - 2Nd Installation |  | Distribution |  | 2.45 | Solar | Non-Residential | 6060 S PINE AVENUE *SIGN, #99-560 | OCALA | FL | 34480 | Approved | NM-FL Net Metering | FL | 2013-08-09 | Connected | Photovoltaic |  | 2.083 | North Coastal |  | 2014-09-10 |  |  | Executed
DC | MARION | Lamar Central Outdoor LLC - 3Rd Installation |  | Distribution |  | 2.45 | Solar | Non-Residential | 9235 SE 154TH ST, BILLBOARD | SUMMERFIELD | FL | 34491 | Approved | NM-FL Net Metering | FL | 2013-08-09 | Connected | Photovoltaic |  | 2.083 | North Coastal |  | 2014-09-10 |  |  | Executed
DC | Marion | Lamar Central Outdoor LLC - 4Th Installation |  | Distribution |  | 2.45 | Solar | Non-Residential | 0 S US HIGHWAY 441 *SIGN, 200' OF SUNSET HARB | SUMMERFIELD | FL | 34491 | Approved | NM-FL Net Metering | FL | 2013-08-09 | Connected | Photovoltaic |  | 2.083 | North Coastal |  | 2014-09-10 |  |  | Executed
DC | Marion | Lamar Central Outdoor LLC - 5Th Installation |  | Distribution |  | 2.45 | Solar | Non-Residential | 15740 S US HIGHWAY 441, BILLBOARD | SUMMERFIELD | FL | 34491 | Approved | NM-FL Net Metering | FL | 2013-08-09 | Connected | Photovoltaic |  | 2.083 | North Coastal |  | 2014-09-10 |  |  | Executed
DC | Marion | Lamar Central Outdoor LLC - 6Th Installation |  | Distribution |  | 2.45 | Solar | Non-Residential | 4885 N US HIGHWAY 441, BILLBOARD | OCALA | FL | 34475 | Approved | NM-FL Net Metering | FL | 2013-08-09 | Connected | Photovoltaic |  | 2.083 | North Coastal |  | 2014-09-10 |  |  | Executed
DC | Marion | Lamar Central Outdoor LLC - 7Th Installation |  | Distribution |  | 2.45 | Solar | Non-Residential | 9260 SE MARICAMP RD *SIGN, **SCOTTYS BILLBOARD | OCALA | FL | 34472 | Approved | NM-FL Net Metering | FL | 2013-08-09 | Connected | Photovoltaic |  | 2.083 | North Coastal |  | 2014-09-10 |  |  | Executed
DC | Jackson | Larry Tiner | 120/240 | Distribution | Qty 20 Sunmodule 285W Solar Panels | 6 | Solar | Residential | 107 Althea Ridge Rd | Sylva | NC | 28779 | Pending | NM-NC Net Metering | Carolinas |  | Pending | Photovoltaic |  | 5.7 | Central | Single | 2015-06-04 |  | 2015-06-04 | Open
DC | Owen | Larry W Harris | 120/240 | Distribution | eight 270-W Suniva Optimus OPT270-60-4-1B0 solar panels |  | Solar | Residential | 388 Harrison St. | Spencer | IN | 47460 | Approved | Net Metering - Standard Contract Rider No. 57 | IN |  | Pending Meter Set | Photovoltaic |  | 2 | Southern | Single | 2015-03-12 |  | 2015-03-12 | Open
DC | Marion | Lamar Central Outdoor LLC - 8Th Installation |  | Distribution |  | 2.45 | Solar | Non-Residential | 7600 SE MARICAMP RD *SIGN, BILBOARD @ TACO BELL | OCALA | FL | 34472 | Approved | NM-FL Net Metering | FL | 2013-08-09 | Connected | Photovoltaic |  | 2.083 | North Coastal |  | 2014-09-10 |  |  | Executed
DC | LAKE | Lamar Central Outdoor LLC |  | Distribution |  | 2.45 | Solar | Non-Residential | 1404 E STATE ROAD 44 *SIGN | WILDWOOD | FL | 34785 | Approved | NM-FL Net Metering | FL | 2014-08-13 | Connected | Photovoltaic |  | 2.083 | North Coastal |  | 2014-09-10 |  |  | Executed
DC | Seminole | Laser Photonics LLC |  | Distribution |  | 120.6 | Solar | Non-Residential | 400 RINEHART RD*UNIT, CT 1 | LAKE MARY | FL | 32746 | Approved | NM-FL Net Metering | FL | 2011-08-11 | Superseded | Photovoltaic |  | 102.51 | North Central |  | 2014-09-10 |  |  | Superceded
DC | Marion | Lamar Central Outdoor LLC - 9Th Installation |  | Distribution |  | 2.45 | Solar | Non-Residential | 15081 SE US HIGHWAY 441, BILLBOARD | SUMMERFIELD | FL | 34491 | Approved | NM-FL Net Metering | FL | 2013-08-09 | Connected | Photovoltaic |  | 2.083 | North Coastal |  | 2014-09-10 |  |  | Executed
DC | Wake | Judith Fortney | 120/240 | Distribution | QTY 18 LG Mono X Modules | 4.77 | Solar | Residential | 3 Greenside Ct | Durham | NC | 27707 | Approved | NM-NC Net Metering | Carolinas | 2014-01-28 | Connected | Photovoltaic |  | 4.77 | Northern | Single | 2013-12-27 | 2014-01-27 | 2013-12-27 | Executed
DC | Guilford | Judith Cooper | 120/240 | Distribution |  | 3 | Solar | Residential | 4978 Winding Ridge Drive | Greensboro | NC | 27406 | Approved | SCG-NC Small Customer Generator Rider | Carolinas | 2013-07-30 | Connected | Photovoltaic |  | 3 | Northern | Single | 2013-08-16 |  | 2013-08-16 | Executed
DC | Seminole | Lane Williams | 120/240 | Distribution | Qty 15 SW 270 W Solar Panels | 4 | Solar | Residential | 809 Coldwater Dr | Casselberry | FL | 32707 | Approved | NM-FL Net Metering | FL | 2015-02-03 | Connected | Photovoltaic |  | 3.4 | North Central | Single | 2015-01-21 |  | 2015-01-21 | Executed
DC |  | Laney Development, Inc. |  | Distribution |  | 12 | Solar | Non-Residential | 624 E Carolina Ave. | Hartsville | SC | 29550 | Approved | Negotiated (NC) | PEC Carolinas | 2012-07-11 | Connected | Photovoltaic |  | 9 | Unknown |  | 2014-10-21 |  |  | Executed
DC | MONROE | Lara Monroe | 120/240 | Distribution | eighteen 120-W Evergreen Solar EC120 solar panels | 2.16 | Solar | Residential | 2109 Susie St Lot 7 | Bloomington | IN | 47401 | Approved | Net Metering - Standard Contract Rider No. 57 | IN | 2007-07-31 | Connected | Photovoltaic |  | 2.16 | Soutwest | Single |  |  |  | Executed
DC | Pinellas | Larry A Gilbert | 120/240 | Distribution | Solar World Enphase | 8.25 | Solar | Residential | 149 Mineola Cir | Palm Harbor | FL | 34683 | Approved | NM-FL Net Metering | FL | 2014-09-26 | Connected | Photovoltaic |  | 7.012 | South Coastal | Single | 2014-09-25 |  | 2014-09-25 | Executed
DC | Wilkes | Judith Barlow Porter | 120/240 | Distribution | Qty 22 (230 Watt) Sunmodule SW230 Solar Panels | 5.06 | Solar | Residential | 927 Mulberry Mill RD | N Wilkesboro | NC | 28659 | Approved | NM-NC Net Metering | Carolinas | 2013-01-04 | Connected | Photovoltaic |  | 4.73 | Northern | Single | 2012-11-27 | 2012-12-20 | 2012-11-27 | Executed
DC | Pasco | Larry Thomason |  | Distribution |  | 2.76 | Solar | Residential | 7535 CYPRESS KNOLL DR | New Port Richey | FL | 34653 | Approved | NM-FL Net Metering | FL | 2011-08-11 | Connected | Photovoltaic |  | 2.346 | South Coastal |  | 2014-09-10 |  |  | Executed
DC | Cabarrus | Juba Aluminum Products Company, Inc. - NM | 208Y/120 | Distribution |  | 9.99 | Solar | Non-Residential | 8000 Poplar Tent Rd | Concord | NC | 28027 | Approved | PP-N NC - Non-Hydroelectric Qualifying Facilities | Carolinas | 2011-03-07 | Connected | Photovoltaic | Juba Aluminum PV Installation | 9 | Central | 3-phase | 2011-04-07 |  | 2010-12-27 | Executed
DC | Nash | Larry Hutcherson | 120/240 | Distribution |  | 2 | Solar | Residential | 8104 Driver Rd | Zebulon | NC | 27597 | Approved | NC NM-Net Metering for Renewable Energy Facilities | PEC Carolinas | 2010-07-21 | Connected | Photovoltaic |  | 1.6 | Northern | Single | 2012-10-18 |  |  | Executed
DC | Volusia | Larry Ignash |  | Distribution |  | 2.25 | Solar | Residential | 3368 Quail Roost Drive | Deland | FL | 32720 | Approved | NM-FL Net Metering | FL | 2007-08-28 | Connected | Photovoltaic |  | 1.913 | North Central |  | 2014-09-10 |  |  | Executed
DC | BUNCOMBE | Laura Hopper | 120/240 |  |  | 4.8 | Solar | Residential | 50 Plantation Drive | Asheville | NC | 28806 | Approved | NC CSP-Cogeneration and Small Power Producer-Sell All | PEC Carolinas | 2010-01-03 | Cancelled | Photovoltaic |  | 3.84 | Western | Single | 2012-10-18 |  |  | Cancelled
DC | Burke | Keith Adam Smith | 120/240 | Distribution |  |  | Solar | Residential | 2721 Sleepy Hollow Ln | Nebo | NC | 28761 | Pending | NM-NC Net Metering | Carolinas |  | Pending | Photovoltaic |  |  | Central | Single | 2015-05-21 |  | 2015-05-21 | Open
DC | Mecklenburg | Juanita Atkins | 120/240 | Distribution | Qty 4 250W Renesola Solar Panels | 1 | Solar | Residential | 8602 Herons Pond Ct. | Charlotte | NC | 28215 | Approved | NM-NC Net Metering | Carolinas | 2014-11-24 | Connected | Photovoltaic |  | 0.86 | Central | Single | 2014-09-15 | 2014-11-21 | 2014-09-15 | Executed
DC | Vermillion | Larry J. Jones | 120/240 | Distribution | QTY: 8 Renogy 100D | 0.8 | Solar | Residential | 1208 Pike Street | Clinton | IN | 47842 | Approved | Net Metering - Standard Contract Rider No. 57 | IN | 2014-01-13 | Connected | Photovoltaic |  | 0.8 | Central | Single | 2013-11-06 |  | 2013-11-06 | Executed
DC | Iredell | JR Motorsports, LLC | 480Y/277 | Distribution | Qty 836 (300 Watt) Canadian Solar CS6X-300-P Solar Panels | 250.8 | Solar | Non-Residential | 349 Cayuga Dr | Mooresville | NC | 28117 | Approved | NM-NC Net Metering | Carolinas | 2013-10-30 | Connected | Photovoltaic |  | 250 | Central | 3-phase | 2013-08-08 | 2013-10-24 | 2013-08-08 | Executed
DC | MONROE | LAURA K MCKINNEY | 120/240 |  | eighteen 120-W Evergreen solar EC120 solar panels | 2.16 | Solar | Residential | 2300 ROCKPORT RD S | BLOOMINGTON | IN | 47403 | Approved | Net Metering - Standard Contract Rider No. 57 | IN | 2009-03-12 | Connected | Photovoltaic |  | 2.16 | Soutwest | Single |  |  |  | Executed
DC | Buncombe | Laura Murray | 120/240 | Distribution | qty 14 SolarWorld SW 280 w PV Modules | 3.92 | Solar | Residential | 45 Verde Dr | Asheville | NC | 28806 | Pending | NC NM-Net Metering for Renewable Energy Facilities | PEC Carolinas |  | Pending | Photovoltaic |  | 3.8 | Western | Single | 2015-04-29 |  | 2015-04-29 | Open
DC | WAKE | Laura Reed | 120/240 |  |  | 3.15 | Solar | Residential | 113 Castlefern Drive | Cary | NC | 27513 | Approved | NC CSP-Cogeneration and Small Power Producer-Sell All | PEC Carolinas | 2009-09-17 | Connected | Photovoltaic |  | 2.52 | Northern | Single | 2012-10-18 |  |  | Executed
DC | Scotland | Laurel Hills Solar |  | Distribution |  |  | Solar | Non-Residential | Unknown | Laurinburg | NC | 28352 | Approved |  | PEC Carolinas |  | Pending | Photovoltaic |  | 3998 | Unknown |  | 2014-10-21 |  | 2014-07-18 | Open
DC | Highlands | Larry Lambert |  | Distribution |  | 5.4 | Solar | Residential | 135 Sparrow Ave | Sebring | FL | 33872 | Approved | NM-FL Net Metering | FL | 2009-01-20 | Connected | Photovoltaic |  | 4.59 | South Central |  | 2014-09-10 |  |  | Executed
DC | Orange | Larry Lewis | 120/240 | Distribution | Qty 37 Canadian CS6P-255watts, Solar Panels | 9.44 | Solar | Residential | 1555 Victoria Way | Winter Garden | FL | 34787 | Approved | NM-FL Net Metering | FL | 2015-05-01 | Connected | Photovoltaic |  | 8.019 | South Central | Single | 2015-04-28 |  | 2015-04-28 | Executed
DC | Spartanburg | Joyce Kiensler | 120/240 | Distribution | QTY LG 275 Mono X panels | 2.2 | Solar | Residential | 462 Farm Creek Rd Unit # 128 | Inman | SC | 29349 | Approved | NM-SC Net Metering | Carolinas | 2014-08-14 | Connected | Photovoltaic |  | 2.9 | Southern | Single | 2014-08-01 | 2014-08-14 | 2014-08-01 | Executed
DC | Orange | Larry Newlin | 120/240 | Distribution |  | 1.25 | Solar | Residential | 7125 New Light Trail | Chapel Hill | NC | 27516 | Approved | NC NM-Net Metering for Renewable Energy Facilities | PEC Carolinas | 2011-10-24 | Connected | Photovoltaic |  | 1 | Northern | Single | 2012-10-18 |  |  | Executed
DC | Highlands | Larry Metz |  | Distribution |  | 5.04 | Solar | Residential | 4101 TANGIER ST | Sebring | FL | 33872 | Approved | NM-FL Net Metering | FL | 2009-11-03 | Connected | Photovoltaic |  | 4.284 | South Central |  | 2014-09-10 |  |  | Executed
DC | Mecklenburg | Lauren Migliaccio | 120/240 | Distribution | qty 4 Renesola Virtus II 250W solar panels | 1 | Solar | Residential | 1233 Hardwood Dr | Matthews | NC | 28104 | Pending | NM-NC Net Metering | Carolinas |  | Pending | Photovoltaic |  | 0.864 | Central | Single | 2015-03-03 |  | 2015-03-03 | Open
DC | Cabarrus | Joy and Christopher Pinto | 120/240 | Distribution | Qty 20 (275 Watt) LG 275 S1C-B3 | 5.5 | Solar | Residential | 4981 Saint Stephens Church Rd | Gold Hill | NC | 28071 | Approved | NM-NC Net Metering | Carolinas | 2015-03-04 | Connected | Photovoltaic |  | 9.3 | Central | Single | 2014-12-19 | 2015-02-13 | 2014-12-19 | Executed
DC | Cabarrus | Joy and Christopher Pinto | 120/240 | Distribution | (20) LG250S1C-G3 W Panels | 5 | Solar | Residential | 4981 Saint Stephens Church Rd | Gold Hill | NC | 28071 | Approved | NM-NC Net Metering | Carolinas | 2012-12-10 | Connected | Photovoltaic |  | 4.3 | Central | Single | 2012-11-01 | 2012-12-06 | 2012-11-01 | Executed
DC | Citrus | Larry Smallwood | 120/240 | Distribution | Qty 31 Solar World 270W Solar Panels | 8.37 | Solar | Residential | 8349 SW 82nd Loop | Ocala | FL | 34481 | Approved | NM-FL Net Metering | FL | 2015-06-10 | Connected | Photovoltaic |  | 7.115 | North Coastal | Single | 2015-06-02 |  | 2015-06-02 | Executed
DC | Groveland | Larry Snyder | 120/240 | Distribution |  | 7.5 | Solar | Residential | 366 SALT MARSH LN, SOLAR PWR | Groveland | FL | 34736 | Approved | NM-FL Net Metering | FL | 2014-12-11 | Connected | Photovoltaic |  | 6.38 | South Central | Single | 2014-12-15 |  | 2014-12-15 | Executed
DC | Spartanburg | Joseph Loftis | 120/240 | Distribution | Qty 4 M215-60-2LL-522 | 0.86 | Solar | Residential | 7250 S Pine St | Pacolet | SC | 29372 | Approved | NM-SC Net Metering | Carolinas | 2014-10-23 | Connected | Photovoltaic |  | 1.12 | Southern | Single | 2014-08-07 |  | 2014-08-07 | Executed
DC | Dillon | Laurinburg Industrial Solar, LLC |  | Distribution | Qty 49818 (310 Watt) REC310PE 72 Solar Panels | 15443.58 | Solar | Non-Residential | S. Longstreet Rd | Dillon | SC | 29536 | Pending | SC CSP29-Cogeneration and Small Power Producer-Sell All | PEC Carolinas |  | Pending | Photovoltaic |  | 10400 | Southern | 3-phase | 2014-12-11 |  | 2014-12-11 | Open
DC | Scotland | Laurinburg Solar, LLC |  | Distribution | First Solar FS-385 Qty- 29,400 | 38.5 | Solar | Non-Residential | 13121 Rocky Ford Road | Laurinburg | NC | 28352 | Approved | NC CSP29-Cogeneration and Small Power Producer-Sell All | PEC Carolinas | 2015-12-31 | Pending IA | Photovoltaic |  | 1999 | Southern |  | 2014-10-21 |  | 2013-10-30 | Open
DC | Pinellas | Larry Vangelder |  | Distribution |  | 5.61 | Solar | Residential | 9600 OAK ST NE | ST. PETERSBURG | FL | 33702 | Approved | NM-FL Net Metering | FL | 2014-01-08 | Connected | Photovoltaic |  | 4.769 | South Coastal |  | 2014-09-10 |  |  | Executed
DC | Mecklenburg | Joshua Greenberg | 120/240 | Distribution | Qty 8 (265 Watt) Suniva Solar Panels | 2.12 | Solar | Residential | 4310 Craig Ave | Charlotte | NC | 28211 | Approved | NM-NC Net Metering | Carolinas | 2014-10-27 | Connected | Photovoltaic |  | 1.63 | Central | Single | 2014-09-15 | 2014-10-21 | 2014-09-15 | Executed
DC | Seminole | Laser Photonics LLC |  | Distribution |  | 231.92 | Solar | Non-Residential | 400 RINEHART RD*UNIT, CT 1 | LAKE MARY | FL | 32746 | Approved | NM-FL Net Metering | FL | 2012-10-24 | Connected | Photovoltaic |  | 197.132 | North Central |  | 2014-09-10 |  |  | Executed
DC | Greenville | Joshua and Stephanie Grubbs | 120/240 | Distribution | Qty 20: 270W Mono Solar Panels | 5.4 | Solar | Residential | 7 Spanish Oak Dr | Greenville | SC | 28615 | Approved | NM-SC Net Metering | Carolinas | 2015-04-07 | Connected | Photovoltaic |  | 5 | Southern | Single | 2015-01-29 | 2015-03-31 | 2015-01-29 | Executed
DC | WAKE | Lawrence Block | 120/240 |  |  | 8.23 | Solar | Residential | 204 Severn Court | Cary | NC | 27511 | Approved | NC CSP-Cogeneration and Small Power Producer-Sell All | PEC Carolinas | 2010-12-07 | Connected | Photovoltaic |  | 6.58 | Northern | Single | 2012-10-18 |  |  | Executed
DC | Durham | Josh Fraimow | 120/240 | Distribution | Qty 16 Silvantis F260 Modules | 4.16 | Solar | Residential | 1104 Virginia Ave | Durham | NC | 27705 | Approved | NM-NC Net Metering | Carolinas | 2014-02-21 | Connected | Photovoltaic |  | 4 | Northern | Single | 2014-01-22 | 2014-02-19 | 2014-01-22 | Executed
DC | SEMINOLE | Laura Lee |  | Distribution |  | 5.1 | Solar | Residential | 813 WAYNE AVE | Altamonte Springs | FL | 32701 | Approved | NM-FL Net Metering | FL | 2014-07-01 | Connected | Photovoltaic |  | 4.335 | North Central |  | 2014-09-10 |  |  | Executed
DC | Harnett | Laura Cummins | 120/240 | Distribution | QTY 12 SUNIVA 260 Optimus Solar Modules | 3.12 | Solar | Residential | 16 Marvin Ferguson Dr | Lillington | NC | 27546 | Approved | NC NM-Net Metering for Renewable Energy Facilities | PEC Carolinas | 2014-06-13 | Connected | Photovoltaic |  | 2.25 | Eastern | Single | 2014-04-29 |  | 2014-04-29 | Executed
DC | Spartanburg | Lawrence J Dereng | 120/240 | Distribution | 63 Renogy 250W Solar panels | 15.75 | Solar | Residential | 135 Ashland Forest Ln Lot#3 | Woodruff | SC | 29388 | Pending | NM-SC Net Metering | Carolinas |  | Pending | Photovoltaic |  | 13.55 | Southern | Single | 2015-05-19 |  | 2015-05-19 | Open
DC | Durham | Joseph Woolley | 120/240 | Distribution | QTY: 22 LG 270 | 5.94 | Solar | Residential | 1509 Blount St. | Durham | NC | 27707 | Approved | NM-NC Net Metering | Carolinas | 2014-05-28 | Connected | Photovoltaic |  | 5 | Northern | Single | 2014-04-28 | 2014-05-22 | 2014-04-28 | Executed
DC | BUNCOMBE | Lawrence K. Oliver | 120/240 |  |  | 3.63 | Solar | Residential | 348 Winding Ridge Rd | Black Mountain | NC | 28711 | Approved | NC CSP-Cogeneration and Small Power Producer-Sell All | PEC Carolinas | 2011-07-06 | Connected | Photovoltaic |  | 2.9 | Western | Single | 2012-10-18 |  |  | Executed
DC | Yadkin | Joseph Smith | 120/240 | Distribution | Qty 22 (260 Watt) Suniva Optimus OPT260-60-4-100 | 5.72 | Solar | Residential | 2032 Flint Hill Rd | East Bend | NC | 27018 | Approved | NM-NC Net Metering | Carolinas | 2013-11-18 | Connected | Photovoltaic |  | 4.73 | Northern | Single | 2013-10-08 | 2013-11-08 | 2013-10-08 | Executed
DC | Forsyth | Joseph R Delia | 120/240 | Distribution | 27-245W Sunpower SPR-245NE-WHT-D | 6.6 | Solar | Residential | 4686 Briggs Rd | Tobaccoville | NC | 27050 | Approved | NM-NC Net Metering | Carolinas | 2012-07-27 | Connected | Photovoltaic |  | 6 | Northern | Single | 2012-06-28 | 2012-07-26 | 2012-06-28 | Executed
DC | Warren | Laura Freytag | 120/240 | Distribution | six Suntech 185 watt solar panels | 1.11 | Solar | Residential | 3381 Fitzgerald Way | Maineville | OH | 45039 | Approved | Rider NM - Net Metering Rider - OH | OH/KY | 2011-07-26 | Connected | Photovoltaic |  | 1.11 | South | Single | 2011-07-20 |  | 2011-07-20 | Executed
DC | Mecklenburg | Lawrence Pardue | 120/240 | Distribution | qty 20 QCells 270w PV Modules | 5.4 | Solar | Residential | 1906 Flint Glenn Ln | Charlotte | NC | 28262 | Pending | NM-NC Net Metering | Carolinas |  | Pending | Photovoltaic |  | 5 | Central | Single | 2015-05-29 |  | 2015-05-29 | Open
DC | ORANGE | Laura Golden |  | Distribution |  | 10 | Solar | Residential | 954 SEBURN RD | APOPKA | FL | 32703 | Approved | NM-FL Net Metering | FL | 2014-01-24 | Connected | Photovoltaic |  | 8.5 | North Central |  | 2014-09-10 |  |  | Executed
DC | Orange | Lea Romano |  |  |  | 3.75 | Solar | Residential | 12731 Hilden Road | Rougemont | NC | 27572 | Approved | NC CSP-Cogeneration and Small Power Producer-Sell All | PEC Carolinas | 2009-09-10 | Connected | Photovoltaic |  | 3 | Northern |  | 2012-10-18 |  |  | Executed
DC | Iredell | Joseph Michael Mabry Jr. | 120/240 | Distribution |  | 3.3 | Solar | Residential | 114 Iron Gate Circle | Mooresville | NC | 28117 | Approved | NM-NC Net Metering | Carolinas | 2010-12-29 | Connected | Photovoltaic |  | 3.3 | Central | Single | 2011-04-07 |  | 2010-12-13 | Executed
DC | Buncombe | Laura Hopper | 120/240 | Distribution |  | 4.8 | Solar | Residential | 50 Plantation Drive | Asheville | NC | 28806 | Approved | NC NM-Net Metering for Renewable Energy Facilities | PEC Carolinas | 2013-12-12 | Connected | Photovoltaic |  | 3.84 | Western | Single | 2013-11-08 |  | 2013-11-08 | Executed
| PUTNAM | LEANNE SINGH | 120/240 |  |  |  | Wind | Residential | 3016 COUNTY ROAD 500 E S | GREENCASTLE | IN | 46135 | Approved | Net Metering - Standard Contract Rider No. 57 | IN | 2009-09-01 | Connected | Turbine |  | 2.4 | Soutwest | Single |  |  |  | Executed
DC | Rowan | Joseph M Degulis | 120/240 | Distribution | 40 Bosch Aleo 240 Black | 9.6 | Solar | Residential | 255 Foresail Rd | Salisbury | NC | 28146 | Approved | NM-NC Net Metering | Carolinas | 2013-07-12 | Connected | Photovoltaic |  | 8.8 | Central | Single | 2013-05-22 | 2013-07-02 | 2013-06-12 | Executed
DC | Pinellas | Laura Jarosz | 120/240 | Distribution | Canadian Solar | 2.5 | Solar | Residential | 4867 Blue Jay Cir | Palm Harbor | FL | 34683 | Approved | NM-FL Net Metering | FL | 2014-11-12 | Connected | Photovoltaic |  | 2.13 | South Coastal | Single | 2014-11-11 |  | 2014-11-11 | Executed
DC |  | Ledford Ridge Solar Farm, LLC |  | Distribution |  |  | Solar | Non-Residential | Unknown | Bakersville | NC | 0 | Cancelled |  | PEC Carolinas |  | Cancelled | Photovoltaic |  | 1900 | Unknown |  | 2014-10-21 |  | 2014-02-04 | Cancelled
DC |  | Ledge Creek Solar, LLC |  | Distribution | Qty 9,329 (300 Watt) Canadian Solar CS6x-300P Solar Panels | 2798.7 | Solar | Non-Residential | Old Route 75 | Stem | NC | 27581 | Pending | NC CSP29-Cogeneration and Small Power Producer-Sell All | PEC Carolinas |  | Pending | Photovoltaic |  | 2200 | Northern | 3-phase | 2015-06-01 |  | 2015-05-27 | Open
DC | Pinellas | Laura Jarosz | 120/240 | Distribution | Canadian Solar | 2.5 | Solar | Residential | 4867 Blue Jay Cir | Palm Harbor | FL | 34683 | Approved | NM-FL Net Metering | FL | 2014-11-12 | Connected | Photovoltaic |  | 2.13 | South Coastal | Single | 2014-10-07 |  |  | Executed
DC |  | Lee Falk |  |  |  | 2.37 | Solar | Residential | 6844 Pond Rd. | Wendell | NC | 11111 | Approved | NC CSP-Cogeneration and Small Power Producer-Sell All | PEC Carolinas | 2008-12-11 | Cancelled | Photovoltaic |  | 1.9 | Northern |  | 2012-10-18 |  |  | Cancelled
DC | York | Joseph Duey | 120/240 | Distribution | Qty 16 (300 Watt) JKM 300 P Jinko Solar Panels | 4.8 | Solar | Residential | 3117 Quiet CV | Tega Cay | SC | 29708 | Approved | NM-SC Net Metering | Carolinas | 2015-01-14 | Connected | Photovoltaic |  | 3.7 | Central | Single | 2014-11-05 | 2014-12-17 | 2014-11-05 | Executed
DC | Pinellas | Lee S Harvard | 120/240 | Distribution | Canadian Solar 305 | 8.55 | Solar | Residential | 1086 SNELL ISLE BLVD NE, NEW | St. Petersburg | FL | 33704 | Approved | NM-FL Net Metering | FL | 2014-12-31 | Cancelled | Photovoltaic |  | 7.27 | South Coastal | Single | 2014-12-23 |  | 2014-12-23 | Cancelled
DC | Pinellas | Lauren Delalla |  | Distribution |  | 2.08 | Solar | Residential | 3610 BAYSHORE BLVD NE | St Petersburg | FL | 33703 | Approved | NM-FL Net Metering | FL | 2011-09-20 | Connected | Photovoltaic |  | 1.768 | South Coastal |  | 2014-09-10 |  |  | Executed
DC | Mecklenburg | Leela Katwal | 120/240 | Distribution | qty 16 Sunmodule 250w PV modules | 4 | Solar | Residential | 3221 Reid Ave | Charlotte | NC | 28208 | Pending | NM-NC Net Metering | Carolinas |  | Pending | Photovoltaic |  | 3.44 | Central | Single | 2015-05-07 |  | 2015-05-07 | Open
DC | Mecklenburg | Joseph Chipman | 120/240 | Distribution | QTY 22 Sun Power 335 X-Series Solar Panels | 7.37 | Solar | Residential | 105 Wrenwood Ln | Charlotte | NC | 28211 | Approved | NM-NC Net Metering | Carolinas | 2014-10-10 | Connected | Photovoltaic |  | 7 | Central | Single | 2014-05-30 | 2014-09-16 | 2014-05-30 | Executed
DC | Guilford | Joseph Bolewitz | 120/240 | Distribution | QTY 12 Samsung PV-MBA1BG250 Panels | 3 | Solar | Residential | 6988 Brani Wood Cir | Summerfield | NC | 27358 | Approved | NM-NC Net Metering | Carolinas | 2014-07-28 | Connected | Photovoltaic |  | 3.9 | Northern | Single | 2014-07-24 |  | 2014-07-24 | Executed
DC | Mecklenburg | Joselle Anthony | 120/240 | Distribution | Qty 18 Sunmodule 250W Solar Panels | 4.5 | Solar | Residential | 12104 New Abbey Pl | Charlotte | NC | 28273 | Approved | NM-NC Net Metering | Carolinas | 2014-07-10 | Connected | Photovoltaic |  | 3.4 | Central | Single | 2014-06-25 | 2014-07-03 | 2014-06-25 | Executed
DC | BUNCOMBE | Lenny Bernstein | 120/240 |  |  | 4.12 | Solar | Residential | 488 Kimberly Ave | Asheville | NC | 28804 | Approved | NC CSP-Cogeneration and Small Power Producer-Sell All | PEC Carolinas | 2008-04-29 | Connected | Photovoltaic |  | 3.3 | Western | Single | 2012-10-18 |  |  | Executed
DC | Rutherford | Jonathon Cash | 120/240 | Distribution | 19 245W GCL P6-60-245 Panels | 4.66 | Solar | Residential | 208 Wisconsin St | Spindale | NC | 28160 | Approved | NM-NC Net Metering | Carolinas | 2014-12-26 | Connected | Photovoltaic |  | 4.18 | Southern | Single | 2014-11-11 | 2014-12-22 | 2014-11-11 | Executed
DC | Marion | Lauren Specht | 120/240 | Distribution | Qty 20 SW250W solar panels | 5 | Solar | Residential | 2729 SE 48th Ave | Ocala | FL | 34480 | Approved | NM-FL Net Metering | FL | 2015-06-04 | Connected | Photovoltaic |  | 4.25 | North Coastal | Single | 2015-05-21 |  | 2015-05-21 | Executed
DC | Volusia | Laurence Brenner | 120/240 | Distribution | Qty 40 RNG-Renogy,250W solar panels | 10 | Solar | Residential | 232 Cypress Hills Way | Deland | FL | 32724 | Approved | NM-FL Net Metering | FL | 2015-04-17 | Connected | Photovoltaic |  | 8.5 | North Central | Single | 2015-04-07 |  | 2015-04-07 | Executed
DC | Orange | Laurie Sherman |  | Distribution |  | 7.92 | Solar | Residential | 4901 S. FERNCREEK AVENUE | ORLANDO | FL | 32806 | Approved | NM-FL Net Metering | FL | 2013-02-18 | Connected | Photovoltaic |  | 6.732 | South Central |  | 2014-09-10 |  |  | Executed
DC | Seminole | Laurie L. Irvin | 120/240 | Distribution | Qty 43 SW270W-Solar Panels | 11.61 | Solar | Residential | 2932 Lee Shore Loop | Orlando | FL | 32820 | Approved | NM-FL Net Metering | FL | 2015-02-06 | Connected | Photovoltaic |  | 9.87 | North Central | Single | 2015-02-04 |  | 2015-02-04 | Executed
DC | MOORE | Leon Petty | 120/240 |  |  | 3.54 | Solar | Residential | 50 Harlow Road | Pinehurst | NC | 28374 | Approved | NC CSP-Cogeneration and Small Power Producer-Sell All | PEC Carolinas | 2010-02-18 | Connected | Photovoltaic |  | 2.83 | Southern | Single | 2012-10-18 |  |  | Executed
DC | ORANGE | Laverne White |  | Distribution |  | 10 | Solar | Residential | 839 Hammocks Dr | OCOEE | FL | 34761 | Approved | NM-FL Net Metering | FL | 2014-08-17 | Connected | Photovoltaic |  | 8.5 | South Central |  | 2014-09-10 |  |  | Executed
DC | Highlands | Lavone Fischnich |  | Distribution |  | 3.84 | Solar | Residential | 3404 E GLENEAGLES DR | AVON PARK | FL | 33825 | Approved | NM-FL Net Metering | FL | 2012-01-25 | Connected | Photovoltaic |  | 3.264 | South Central |  | 2014-09-10 |  |  | Executed
DC | McDowell | Jonathan W Byrd | 120/240 | Distribution | Qty 14 Solar World SW 280 Solar Panels | 3.92 | Solar | Residential | 210 Byrd Hill Dr | Marion | NC | 28752 | Approved | NM-NC Net Metering | Carolinas | 2014-10-10 | Connected | Photovoltaic |  | 3.92 | Central | Single | 2014-06-12 | 2014-10-08 | 2014-06-12 | Executed
DC | Cabarrus | Leonard Witke | 120/240 | Distribution | Qty 4 250 W Rensolar Solar Panels | 1 | Solar | Residential | 812 Juanita Dr SW | Concord | NC | 28027 | Pending | NM-NC Net Metering | Carolinas |  | Pending | Photovoltaic |  | 0.86 | Central | Single | 2014-11-11 |  | 2014-11-11 | Open
DC | LAKE | Lawrence Berman |  | Distribution |  | 7.5 | Solar | Residential | 251 BAYOU BEND RD, SOLAR POWER | GROVELAND | FL | 34736 | Approved | NM-FL Net Metering | FL | 2014-06-06 | Connected | Photovoltaic |  | 6.375 | South Central |  | 2014-09-10 |  |  | Executed
DC | Polk | Lawrence Lohmeyer Sr |  | Distribution |  | 5 | Solar | Residential | 3000 US HIGHWAY 17 92 W *LOT 559 | HAINES CITY | FL | 33844 | Approved | NM-FL Net Metering | FL | 2013-04-02 | Connected | Photovoltaic |  | 4.25 | South Central |  | 2014-09-10 |  |  | Executed
DC | Pinellas | Lawrence Hynek |  | Distribution |  | 5.1 | Solar | Residential | 649 POINSETTIA RD | Belleair | FL | 33756 | Approved | NM-FL Net Metering | FL | 2010-02-01 | Connected | Photovoltaic |  | 4.335 | South Coastal |  | 2014-09-10 |  |  | Executed
DC | Durham | Jonathan Smith | 120/240 | Distribution | 17 SunEdison 270W Soalr Panels | 4.59 | Solar | Residential | 2407 Oleander Dr | Durham | NC | 27703 | Approved | NM-NC Net Metering | Carolinas | 2014-11-25 | Connected | Photovoltaic |  | 4.25 | Northern | Single | 2014-10-09 | 2014-11-17 | 2014-10-09 | Executed
DC | HAMILTON | LAWRENCE J. FOBIANO | single | Distribution | ten 240-W PhonoSolar PS240M-20/U solar panels | 2.4 | Solar | Residential | 3620 KENDALL | CINCINNATI | OH | 45208 | Approved | Rider NM - Net Metering Rider - OH | OH/KY | 2011-03-16 | Connected | Photovoltaic |  | 1.9 | Central | 120/240 | 2011-05-10 |  | 2011-05-10 | Executed
DC | Mecklenburg | Jonathan Sires | 120/240 | Distribution | QTY 21 Sunmodule 250 Modules | 5.25 | Solar | Residential | 7448 Valleybrook Rd | Charlotte | NC | 28270 | Approved | NM-NC Net Metering | Carolinas | 2014-11-06 | Connected | Photovoltaic |  | 5.25 | Central | Single | 2014-09-15 | 2014-11-04 | 2014-09-15 | Executed
DC | Lake | Lawrence Spice |  | Distribution |  | 2 | Solar | Residential | 150 BALMY COAST RD | Groveland | FL | 34736 | Approved | NM-FL Net Metering | FL | 2012-08-28 | Connected | Photovoltaic |  | 1.7 | South Central |  | 2014-09-10 |  |  | Executed
DC | Buncombe | Lawrence M. Papula | 120/240 | Distribution | 10 Suniva Optimus 260 W | 2.6 | Solar | Residential | 43 Meadowbrook Ave | Asheville | NC | 28806 | Approved | NC NM-Net Metering for Renewable Energy Facilities | PEC Carolinas | 2013-06-18 | Connected | Photovoltaic |  | 2.9 | Western | Single | 2013-04-11 |  | 2013-04-11 | Executed
DC | Forsyth | Jonathan R Caine | 120/240 | Distribution | 4 strings of 8 (32 total) Suniva OPT-270-60-4-1B0 270W Panels | 8.64 | Solar | Residential | 4214 Allistair Rd | Winston Salem | NC | 27104 | Approved | NM-NC Net Metering | Carolinas | 2015-05-04 | Connected | Photovoltaic |  | 7.68 | Northern | Single | 2014-11-10 | 2015-05-01 | 2014-11-10 | Executed
DC | Forsyth | Jonathan L Harkey | 120/240 | Distribution | Qty 12 Sunmodule 275W Solar Panels | 3.3 | Solar | Residential | 6588 Fieldmont Manor Dr | Tobaccoville | NC | 27050 | Approved | NM-NC Net Metering | Carolinas | 2015-01-05 | Connected | Photovoltaic |  | 3.3 | Northern | Single | 2014-11-03 | 2015-01-02 | 2014-11-03 | Executed
DC | LAKE | Leann Papineau |  | Distribution |  | 5.1 | Solar | Residential | 15237 SUGAR GROVE WAY | ORLANDO | FL | 32828 | Approved | NM-FL Net Metering | FL | 2014-07-24 | Connected | Photovoltaic |  | 4.335 | North Central |  | 2014-09-10 |  |  | Executed
DC | Henderson | Jonathan D Tucker | 120/240 | Distribution | 12 suniva 255w panels with 12 enphase M215w micro inverters | 3.06 | Solar | Residential | 707 Oak Terrace LN | Hendersonville | NC | 28791 | Approved | NM-NC Net Metering | Carolinas | 2013-06-13 | Connected | Photovoltaic |  | 2.58 | Southern | Single | 2013-05-28 | 2013-06-05 | 2013-05-28 | Executed
DC | Huntington | Lebecca Boyer | 120/240 | Distribution | twelve 250-W Astronergy CHSM6610P-250 solar modules | 3 | Solar | Residential | 1515 Ash St | Huntington | IN | 46750 | Approved | Net Metering - Standard Contract Rider No. 57 | IN | 2014-11-18 | Connected | Photovoltaic |  | 2.31 | Northern | Single | 2014-07-24 |  | 2014-07-24 | Executed
DC | Greenville | Jonathan C Baty - Res | 120/240 | Distribution |  | 4.84 | Solar | Residential | 30 Emily Ln | Piedmont | SC | 29673 | Approved | NM-SC Net Metering | Carolinas | 2010-01-20 | Connected | Photovoltaic |  | 4.84 | Southern | Single | 2011-04-07 |  | 2010-01-18 | Executed
DC | Greensboro | Leslie Reynolds | 120/240 | Distribution | QTY: 20 Suniva OPT 260 | 5.2 | Solar | Residential | 6970 Kellam Ridge Dr. | Greensboro | NC | 27544 | On Hold | NM-NC Net Metering | Carolinas |  | Pending | Photovoltaic |  | 4.3 | Northern | Single | 2014-05-14 |  | 2014-05-14 | Open
DC | LAKE | Lee Field |  | Distribution |  | 5.23 | Solar | Residential | 225 CREPE MYRTLE DR | GROVELAND | FL | 34736 | Approved | NM-FL Net Metering | FL | 2014-04-16 | Connected | Photovoltaic |  | 4.441 | South Central |  | 2014-09-10 |  |  | Executed
DC | Greenville | Jonathan C Baty - Non Res | 120/240 | Distribution | Qty 39 (250 Watt) Suniva 250 Solar Panels | 9.75 | Solar | Non-Residential | 30 Emily Ln | Piedmont | SC | 29673 | Approved | NM-SC Net Metering | Carolinas | 2013-04-08 | Connected | Photovoltaic |  | 8 | Southern | Single | 2012-11-08 | 2013-02-27 | 2012-11-08 | Executed
DC |  | Leisha A Vance | 120/240 | Distribution | Thirteen Sharp 240 Watt Panels | 3.12 | Solar | Residential | 1830 Robley | Cincinnati | OH | 45223 | Approved | Rider NM - Net Metering Rider - OH | OH/KY | 2011-12-09 | Connected | Photovoltaic |  | 2.8 | South | Single | 2011-11-29 |  | 2011-11-29 | Executed
DC | LAKE | Lekoma Akate |  | Distribution |  | 9.8 | Solar | Residential | 280 W. OAK HILL ROAD | MOUNT DORA | FL | 32757 | Approved | NM-FL Net Metering | FL | 2013-05-17 | Connected | Photovoltaic |  | 8.33 | North Central |  | 2014-09-10 |  |  | Executed
DC | Pinellas | Lenna D. Gayle | 120/240 | Distribution | Qty 6 Q Pro-G3/250 Solar Panels | 1.5 | Solar | Residential | 2077 63rd Ave S | St Petersburg | FL | 33712 | Approved | NM-FL Net Metering | FL | 2015-02-11 | Connected | Photovoltaic |  | 1.28 | South Coastal | Single | 2015-01-30 |  | 2015-01-30 | Executed
DC | Polk | Lenny Marks | 120/240 | Distribution |  | 4 | Solar | Residential | 629 MILES BLVD | Dundee | FL | 33838 | Approved | NM-FL Net Metering | FL | 2014-12-19 | Connected | Photovoltaic |  | 3.4 | South Central | Single | 2014-12-21 |  | 2014-12-21 | Executed
DC | Pitt | Lenoir Farm 2, LLC |  | Distribution |  | 6240 | Solar | Non-Residential | 4626 Odham Road | Grifton | NC | 28503 | Approved | NC CSP27-Cogeneration and Small Power Producer-Sell All | PEC Carolinas | 2013-06-10 | Connected | Photovoltaic |  | 4975 | Unknown |  | 2014-10-21 |  | 2012-06-08 | Executed
DC | Lenoir | Lenoir Farm, LLC |  | Distribution |  | 6420 | Solar | Non-Residential | 3244 Wheat Swamp Road | Kinston | NC | 28504 | Approved | NC CSP27-Cogeneration and Small Power Producer-Sell All | PEC Carolinas | 2013-06-28 | Connected | Photovoltaic |  | 4975 | Unknown |  | 2014-10-21 |  | 2012-06-19 | Executed
DC | Pinellas | Leo Higley |  | Distribution |  | 6 | Solar | Residential | 1126 79TH ST S ST | St Petersburg | FL | 33707 | Approved | NM-FL Net Metering | FL | 2012-04-04 | Connected | Photovoltaic |  | 5.1 | South Coastal |  | 2014-09-10 |  |  | Executed
DC | Hillsborough | Leon Sutor |  | Distribution |  | 4.99 | Solar | Residential | 17501 CEDARWOOD LOOP | LUTZ | FL | 33558 | Approved | NM-FL Net Metering | FL | 2009-03-09 | Connected | Photovoltaic |  | 4.242 | South Coastal |  | 2014-09-10 |  |  | Executed
DC | Randolph | Liberty Solar LLC |  | Distribution | Qty 23,000 CSUN305-72P |  | Solar | Non-Residential | Approx. 4700 York Martin Rd | Liberty | NC | 27298 | Pending |  | PEC Carolinas |  | Pending | Photovoltaic |  | 5000 | Unknown | 3-phase | 2015-01-12 |  | 2015-01-12 | Open
DC | Franklin | Leon Wiesener |  | Distribution |  | 2.4 | Solar | Residential | 604 SE AVENUE F | CARRABELLE | FL | 32322 | Approved | NM-FL Net Metering | FL | 2012-04-03 | Connected | Photovoltaic |  | 2.04 | North Coastal |  | 2014-09-10 |  |  | Executed
DC | Orange | Leonard Argentine |  | Distribution |  | 4.95 | Solar | Residential | 201 S. Lakeshore Dr | Ocoee | FL | 34761 | Approved | NM-FL Net Metering | FL | 2008-09-25 | Connected | Photovoltaic |  | 4.208 | South Central |  | 2014-09-10 |  |  | Executed
DC | Hamilton | Leonard Troy | 120/240 | Distribution | Qty Suniva 260 W Solar Panels | 15.6 | Solar | Residential | 9109 Willow Creek Dr | Loveland | OH | 45140 | Approved | Rider NM - Net Metering Rider - OH | OH/KY | 2014-06-26 | Connected | Photovoltaic |  | 15 | South | Single | 2014-06-10 |  | 2014-06-10 | Executed
DC | Monroe | Leonie Stewart | 120/240 | Distribution | thirty Bosch 245-W c-Si M 60 solar modules | 7.35 | Solar | Residential | 2703 Brigs Bend E | Bloomington | IN | 47401 | Approved | Net Metering - Standard Contract Rider No. 57 | IN | 2014-06-17 | Connected | Photovoltaic |  | 6.45 | Southern | Single | 2014-06-11 |  | 2014-06-11 | Executed
DC | Union | Jonathan A Roberts | 120/240 | Distribution |  | 3.7 | Solar | Residential | 5805 Davis Rd | Waxhaw | NC | 28173 | Approved | SCG-NC Small Customer Generator Rider | Carolinas | 2010-10-27 | Connected | Photovoltaic |  | 3 | Central | Single | 2011-04-07 |  | 2010-10-21 | Executed
DC | Guilford | Lillie Solar, LLC | 12,470Y/7,200 | Distribution | 26,040 Jinko JKM 235W Panels | 6119.4 | Solar | Non-Residential | 6150 NC 61 North | Gibsonville | NC | 27249 | Cancelled | PP-N NC - Non-Hydroelectric Qualifying Facilities | Carolinas |  | Cancelled | Photovoltaic |  | 5000 | Northern | 3-phase | 2012-06-27 |  | 2012-06-27 | Cancelled
DC | Harnett | Lillington Solar, LLC |  | Distribution |  |  | Solar | Non-Residential | Unknown | Lillington | NC | 27546 | Approved |  | PEC Carolinas |  | Pending | Photovoltaic |  | 5000 | Unknown |  | 2014-10-21 |  | 2014-07-29 | Open
DC | Pinellas | Leota Roskamp |  | Distribution |  | 5.97 | Solar | Residential | 2278 KINGS POINT DR | Largo | FL | 33774 | Approved | NM-FL Net Metering | FL | 2010-01-21 | Connected | Photovoltaic |  | 5.075 | South Coastal |  | 2014-09-10 |  |  | Executed
DC | Henderson | Jonathan & Zoie Hoppe | 120/240 | Distribution | Qty 34 (240 Watt) Sunmodule SW 240 Poly | 8.16 | Solar | Residential | 273 Providence Hills Way | Mills River | NC | 28759 | Approved | NM-NC Net Metering | Carolinas | 2013-06-19 | Connected | Photovoltaic |  | 7.31 | Southern | Single | 2013-02-05 | 2013-05-06 | 2013-02-05 | Executed
DC | Lincoln | Lincoln Fields Farm, LLC | 12,470Y/7,200 | Distribution | 26,000 (240 WP) Astronergy Solar Panels | 6240 | Solar | Non-Residential | 8359 N Carolina 27 | Vale | NC | 28168 | Cancelled | PP-N NC - Non-Hydroelectric Qualifying Facilities | Carolinas |  | Cancelled | Photovoltaic |  | 5000 | Central | 3-phase | 2012-06-04 |  | 2012-06-04 | Cancelled
DC | Catawba | Lincoln G McConnell | 120/240 | Distribution | Qty 4 Q-Cell/Hanwha 250W Solar Panels | 1 | Solar | Residential | 3212 Saint James Church Rd | Newton | NC | 28658 | Pending | NM-NC Net Metering | Carolinas |  | Pending | Photovoltaic |  | 0.86 | Central | Single | 2015-06-16 |  | 2015-06-16 | Open
DC | Rutherford | Lincoln Solar LLC |  | Distribution | Qty 21280 Trina TSM-305PD14 Modules | 6490.4 | Solar | Non-Residential | 220 Wells Mill Road | Bostic | NC | 28018 | Pending | PP-N NC - Non-Hydroelectric Qualifying Facilities | Carolinas |  | Pending | Photovoltaic |  | 4500 | Southern | 3-phase | 2014-12-30 |  | 2014-12-30 | Open
DC | Lincoln | Lincoln Star Farm, LLC | 12,470Y/7,200 | Distribution | Qty 21660 (300 Watt) Canadian Solar CS6X-300P | 6498 | Solar | Non-Residential | 925 Clark Creek Rd | Lincolnton | NC | 28092 | Cancelled | PP-N NC - Non-Hydroelectric Qualifying Facilities | Carolinas |  | Cancelled | Photovoltaic |  | 4500 | Central | 3-phase | 2013-02-11 |  | 2013-02-11 | Cancelled
DC | Clermont | Leroy Gruber | 120/240 | Distribution | twenty-four 270-W Suniva Optimus OPT270-60-4-1B0 solar panels | 6.48 | Solar | Residential | 6036 St Rt 132 | Goshen | OH | 45122 | Approved | Rider NM - Net Metering Rider - OH | OH/KY | 2015-01-05 | Connected | Photovoltaic |  | 6 | South | Single | 2014-11-11 |  | 2014-11-11 | Executed
DC | Chatham | Rickie J Morgan | 120/240 | Distribution | qty 17 REC 255 solar panels | 0.26 | Solar | Residential | 1624 Cedar Grove Rd | Pittsboro | NC | 27312 | Pending | NC NM-Net Metering for Renewable Energy Facilities | PEC Carolinas |  | Pending | Photovoltaic |  | 4 | Eastern | Single | 2015-03-03 |  | 2015-03-03 | Open
DC | Polk | Jon S. Wakeman | 120/240 | Distribution |  | 4.32 | Solar | Residential | 150 Prices Creek Road | Saluda | NC | 28773 | Approved | NM-NC Net Metering | Carolinas | 2011-11-08 | Connected | Photovoltaic |  | 4.32 | Southern | Single | 2011-08-10 |  | 2011-08-10 | Executed
DC | Guilford | Jon Neser | 120/240 | Distribution | Qty 55 (290 Watt) Sunpreme 290W Mono Solar Panels | 15.95 | Solar | Residential | 8108 Brittains Field Rd | Oak Ridge | NC | 27310 | Approved | NM-NC Net Metering | Carolinas | 2015-06-11 | Connected | Photovoltaic |  | 15 | Northern | Single | 2015-04-22 | 2015-06-10 | 2015-05-20 | Executed
DC | Buncombe | Leslie A Pollitt | 120/240 | Distribution | QTY 26 SolarWorld 275W | 7.1 | Solar | Residential | 28 Huntington Chase dr | Asheville | NC | 28805 | Approved | NC NM-Net Metering for Renewable Energy Facilities | PEC Carolinas | 2014-08-07 | Connected | Photovoltaic |  | 6 | Western | Single | 2014-05-15 |  | 2014-05-15 | Executed
DC | WAKULLA | Leslie Breland |  | Distribution |  | 10.5 | Solar | Residential | 47 ALAPAHA AVE | PANACEA | FL | 32346 | Approved | NM-FL Net Metering | FL | 2014-02-19 | Connected | Photovoltaic |  | 8.925 | North Coastal |  | 2014-09-10 |  |  | Executed
DC | Lake | Leslie Considine |  | Distribution |  | 6.16 | Solar | Residential | 376 SALT MARSH LN, SOLAR PWR | GROVELAND | FL | 34736 | Approved | NM-FL Net Metering | FL | 2012-11-20 | Connected | Photovoltaic |  | 5.236 | South Central |  | 2014-09-10 |  |  | Executed
DC | Seminole | Leslie Horvath | 120/240 | Distribution | Qty 4 Q-Pro G3 250W Solar Panels | 1 | Solar | Residential | 2049 Darlin Cir | Orlando | FL | 32820 | Approved | NM-FL Net Metering | FL | 2015-06-17 | Connected | Photovoltaic |  | 0.85 | North Central | Single | 2015-06-15 |  | 2015-06-15 | Executed
DC | Orange | Jon H. Berntsen | 120/240 | Distribution |  | 4.14 | Solar | Residential | 102 Wisteria Dr | Chapel Hill | NC | 27514 | Approved | SCG-NC Small Customer Generator Rider | Carolinas | 2010-03-19 | Connected | Photovoltaic |  | 7.8 | Northern | Single | 2011-04-07 |  | 2010-02-24 | Executed
DC | Lake | Leslie McCullough | 120/240 | Distribution | Suniva | 8.5 | Solar | Residential | 450 WATERWOOD CT | Minneola | FL | 34755 | Approved | NM-FL Net Metering | FL | 2015-01-08 | Connected | Photovoltaic |  | 7.22 | South Central | Single | 2015-01-11 |  | 2015-01-11 | Executed
DC | Mecklenburg | Johnny Wayne Whitley | 120/240 | Distribution | qty 4 Renesola Virtus II 250W solar panels | 1 | Solar | Residential | 4715 Gaynelle Dr | Charlotte | NC | 28215 | Approved | NM-NC Net Metering | Carolinas | 2015-05-04 | Connected | Photovoltaic |  | 3.2 | Central | Single | 2015-02-06 | 2015-04-09 | 2015-02-06 | Executed
DC |  | Leslie Zimmerman | 120/240 | Distribution | twenty-eight 195-W Evergreen ES-E 195 FC3 photovoltaic modules | 5.46 | Solar | Residential | 9668 100 E S | Clinton | IN | 47842 | Approved | Net Metering - Standard Contract Rider No. 57 | IN | 2012-07-09 | Connected | Photovoltaic |  | 5.32 | Southern | Single | 2012-06-06 |  | 2012-06-06 | Executed
DC | Vermillion | Leslie Zimmerman | 120/240 | Distribution | twety-four 230-W Jetion JT230PCe solar panels | 5.52 | Solar | Residential | 955 1000 S E | Clilnton | IN | 47842 | Approved | Net Metering - Standard Contract Rider No. 57 | IN | 2014-11-24 | Connected | Photovoltaic |  | 4.25 | Southern | Single | 2014-11-05 |  | 2014-11-05 | Executed
DC | Highlands | Linda Kinder | 120/240 | Distribution | Qty 11 SW250w, solar panels | 2.75 | Solar | Residential | 55 Chickasaw St | Lake Placid | FL | 33852 | Approved | NM-FL Net Metering | FL | 2015-06-03 | Pending Meter Set | Photovoltaic |  | 2.33 | South Central | Single | 2015-05-27 |  | 2015-05-27 | Open
DC | Orange | John Zornick | 120/240 | Distribution | Qty13 255W REC Solar Panels | 3.32 | Solar | Residential | 101 William White Ct | Carrboro | NC | 27510 | Approved | NM-NC Net Metering | Carolinas | 2014-10-07 | Connected | Photovoltaic |  | 3 | Northern | Single | 2014-09-15 | 2014-10-06 | 2014-09-15 | Executed
DC | Henderson | John Watson | 120/240 | Distribution | 40 (250 Watt) Suniva Optimus 250-60-4-100 | 10 | Solar | Residential | 530 Turnpike RD | Mills River | NC | 28759 | Approved | NM-NC Net Metering | Carolinas | 2012-08-22 | Connected | Photovoltaic |  | 10 | Southern | Single | 2012-05-18 | 2012-08-02 | 2012-05-18 | Executed
DC | Buncombe | Lewin T Baker | 120/240 | Distribution | 10 Mage 240 Watt Solar modules | 2.4 | Solar | Residential | 55 Still Spring Rd | Black Mountain | NC | 28711 | Approved | NC NM-Net Metering for Renewable Energy Facilities | PEC Carolinas | 2013-02-04 | Connected | Photovoltaic |  | 1.92 | Western | Single | 2012-12-03 |  | 2012-12-03 | Executed
DC | Henderson | John W Thompson | 120/240 | Distribution | 30 Solar World 230 Watt Solar Panels | 6.9 | Solar | Residential | 174 Providence Hills Way | Mills River | NC | 28759 | Approved | NM-NC Net Metering | Carolinas | 2013-04-03 | Connected | Photovoltaic |  | 6.45 | Southern | Single | 2012-11-27 | 2013-03-09 | 2012-11-27 | Executed
DC | Chatham | Lewis H Nagler | 120/240 | Distribution | Qty 16 REC 255W Solar Panels | 4.08 | Solar | Residential | 105 Eagle Rock Ct | Chapel Hill | NC | 27516 | Approved | NM-NC Net Metering | PEC Carolinas | 2015-01-28 | Connected | Photovoltaic |  | 4 | Northern | Single | 2014-12-16 |  | 2014-12-16 | Executed
DC | Seminole | Lewis Marmelstein |  | Distribution |  | 6.82 | Solar | Residential | 1616 RIVER BIRCH AVE | OVIEDO | FL | 32765 | Approved | NM-FL Net Metering | FL | 2010-12-28 | Connected | Photovoltaic |  | 5.797 | North Central |  | 2014-09-10 |  |  | Executed
DC | BUNCOMBE | Lewis Rothlein | 120/240 | Distribution |  | 2.88 | Solar | Residential | 299 Montford Ave. | Asheville | NC | 28801 | Approved | NC CSP-Cogeneration and Small Power Producer-Sell All | PEC Carolinas | 2012-10-18 | Connected | Photovoltaic |  | 2.3 | Western | Single | 2012-10-18 |  |  | Executed
DC | Guilford | John Tomkiel | 120/240 | Distribution | Qty 12 (260 Watt) Suniva OPT260-60-4 Solar Panels | 3.12 | Solar | Residential | 2111 Lynwood Dr | Greensboro | NC | 27406 | Approved | NM-NC Net Metering | Carolinas | 2013-08-14 | Connected | Photovoltaic |  | 2.58 | Northern | Single | 2013-07-22 | 2013-08-07 | 2013-07-22 | Executed
DC | Wake | Lighthouse Recruiting LLC | 120/240 | Distribution | QTY 24 REC 255 Peak Energy BLK Series | 6.12 | Solar | Non-Residential | 9204 Eisenhower Dr | Apex | NC | 27502 | Approved | NC NM-Net Metering for Renewable Energy Facilities | PEC Carolinas | 2015-02-19 | Connected | Photovoltaic |  | 6 | Northern | Single | 2014-10-16 |  | 2014-10-16 | Executed
DC | WAKE | Linda Sweeney | 120/240 |  |  | 3 | Solar | Residential | 712 Tranquil Sound Dr. | Cary | NC | 27519 | Approved | NC CSP-Cogeneration and Small Power Producer-Sell All | PEC Carolinas | 2011-01-27 | Connected | Photovoltaic |  | 2.4 | Northern | Single | 2012-10-18 |  |  | Executed
DC | Pinellas | LIL' DIVAS AND DUDES | 120/240 | Distribution |  | 51 | Solar | Non-Residential | 4200 4TH ST N *STE 1 | St. Petersburg | FL | 33703 |  | NM-FL Net Metering | FL | 2013-08-21 | Connected | Photovoltaic |  | 43.35 | South Coastal | Single | 2014-10-28 |  | 2014-10-28 | Executed
DC | Polk | Lilina Orjuela |  | Distribution |  | 4 | Solar | Residential | 404 ETHAN AVE | DAVENPORT | FL | 33897 | Approved | NM-FL Net Metering | FL | 2012-09-10 | Connected | Photovoltaic |  | 3.4 | South Central |  | 2014-09-10 |  |  | Executed
DC | Forsyth | John Thomas Franke | 120/240 | Distribution | 15 (190 Watt) Westinghouse WS-190-1-AC3-B-B | 2.85 | Solar | Residential | 1300 Big Tree Court | Lewisville | NC | 27023 | Approved | SCG-NC Small Customer Generator Rider | Carolinas | 2012-05-03 | Connected | Photovoltaic |  | 2.85 | Northern | Single | 2012-01-09 |  | 2012-01-09 | Executed
DC | Guilford | John T. Curnes | 120/240 | Distribution | Qty 12 (170 Watt) Evergreen Solar 170 | 2.04 | Solar | Residential | 3650 Southeast School Rd | Greensboro | NC | 27406 | Approved | NM-NC Net Metering | Carolinas | 2007-07-05 | Connected | Photovoltaic |  | 1.57 | Northern | Single | 2011-04-07 |  | 2007-04-19 | Executed
DC | Vermillion | Lilly Davis | 120/240 | Distribution | Eight Jetion 230-W JT230PCe solar panels | 1.84 | Solar | Residential | 15031 Main St S | Clinton | IN | 47842 | Approved | Net Metering - Standard Contract Rider No. 57 | IN | 2014-05-22 | Connected | Photovoltaic |  | 1.72 | Southern | Single | 2014-04-14 |  | 2014-04-14 | Executed
DC | ORANGE | John Streck | 120/240 | Distribution | QTY16 REC 255PE Panels | 4.08 | Solar | Residential | 321 Burlage Circle | Chapel Hill | NC | 27514 | Approved | NM-NC Net Metering | Carolinas | 2015-03-24 | Connected | Photovoltaic |  | 3.84 | Southern | Single | 2015-01-29 | 2015-03-19 | 2015-01-29 | Executed
DC | Randolph | John S. Shoffner | 120/240 | Distribution |  | 2 | Solar | Residential | 3274 NC Hwy 62E | Liberty | NC | 27298 | Approved | SCG-NC Small Customer Generator Rider | Carolinas | 2006-08-01 | Connected | Photovoltaic |  | 2 | Northern | Single | 2011-04-07 |  | 2006-06-26 | Executed
DC | Marion | Linda Maxwell |  | Distribution |  | 8.6 | Solar | Residential | 13548 S COUNTY ROAD 25 | East Lake Weir | FL | 32133 | Approved | NM-FL Net Metering | FL | 2012-07-10 | Connected | Photovoltaic |  | 7.31 | North Coastal |  | 2014-09-10 |  |  | Executed
DC | Volusia | Linda Clifford |  | Distribution |  | 7.26 | Solar | Residential | 1375 BRAYFORD PT | DELAND | FL | 32724 | Approved | NM-FL Net Metering | FL | 2012-07-18 | Connected | Photovoltaic |  | 6.171 | North Central |  | 2014-09-10 |  |  | Executed
DC | Jefferson | Linda Goller |  | Distribution |  | 9.99 | Solar | Residential | 540 TALLY HILLS DR, PERM LOT 23 | Monticello | FL | 32344 | Approved | NM-FL Net Metering | FL | 2009-06-17 | Connected | Photovoltaic |  | 8.492 | North Coastal |  | 2014-09-10 |  |  | Executed
DC | Pinellas | Linda Batten |  | Distribution |  | 2.4 | Solar | Residential | 1704 HERMIT THRUSH CIR | Palm Harbor | FL | 34683 | Approved | NM-FL Net Metering | FL | 2009-07-10 | Connected | Photovoltaic |  | 2.04 | South Coastal |  | 2014-09-10 |  |  | Executed
DC | Mecklenburg | John S Gaul III | 120/240 | Distribution | Qty 18 Solar World 275W Solar Panels | 4.95 | Solar | Residential | 810 Berkeley Ave | Charlotte | NC | 28203 | Approved | NM-NC Net Metering | Carolinas | 2015-02-20 | Connected | Photovoltaic |  | 4.95 | Central | Single | 2014-12-11 | 2015-02-18 | 2014-12-11 | Executed
DC | Lake | Linda D. Smith | 120/240 | Distribution | Qty 28 Yingli, YL250P-29b solar panels | 7 | Solar | Residential | 321 Salt Marsh Ln | Groveland | FL | 34736 | Approved | NM-FL Net Metering | FL | 2015-03-20 | Connected | Photovoltaic |  | 5.95 | South Central | Single | 2015-03-18 |  | 2015-03-18 | Executed
DC | Gibson | Linda Golden | 120/240 | Distribution | Four strings of 12 (48 total) 250W ReneSola panels | 12 | Solar | Residential | 329 Division St W | Oakland City | IN | 47660 | Approved | Net Metering - Standard Contract Rider No. 57 | IN | 2014-10-29 | Connected | Photovoltaic |  | 10 | Southern | Single | 2014-10-21 |  | 2014-10-22 | Executed
DC | Marion | Linda Huett |  | Distribution |  | 5.06 | Solar | Residential | 10294 N Branch Hand Ave | Dunnellon | FL | 34433 | Approved | NM-FL Net Metering | FL | 2010-01-04 | Connected | Photovoltaic |  | 4.301 | North Coastal |  | 2014-09-10 |  |  | Executed
DC | Pinellas | Linda J Kubilius | 120/240 | Distribution | 33SW280M/SE10000A-US | 9.24 | Solar | Residential | 945 BRUCE AVE | Clearwater | FL | 33767 | Approved | NM-FL Net Metering | FL | 2015-01-13 | Connected | Photovoltaic |  | 7.85 | South Coastal | Single | 2015-01-13 |  | 2015-01-13 | Executed
DC | Pickens | John Rudolph | 120/240 | Distribution | ET Solar- ET P660 | 13 | Solar | Residential | 135 Lay Bridge Rd | Central | SC | 29630 | Approved | NM-SC Net Metering | Carolinas | 2013-12-11 | Connected | Photovoltaic |  | 13 | Southern | Single | 2013-06-25 | 2013-12-11 | 2013-06-25 | Executed
DC | Pinellas | Linda Jaye Ellis | 120/240 | Distribution | Q-Cell | 1 | Solar | Residential | 3452 KEENE LAKE DR | Largo | FL | 33771 | Approved | NM-FL Net Metering | FL | 2014-12-30 | Connected | Photovoltaic |  | 0.85 | South Coastal | Single | 2014-12-23 |  | 2014-12-23 | Executed
DC | WAKE | Lisa Mangini | 120/240 |  |  | 3.15 | Solar | Residential | 113 Castlefern Drive | Cary | NC | 27513 | Approved | NC CSP-Cogeneration and Small Power Producer-Sell All | PEC Carolinas | 2011-04-14 | Connected | Photovoltaic |  | 2.52 | Northern | Single | 2012-10-18 |  |  | Executed
DC | Lake | Linda Komora | 120/240 | Distribution | Qty 30 (250 Watt) Yingli YL250P-29b | 7.5 | Solar | Residential | 315 Salt Marsh Ln | Solar Power Groveland | FL | 34736 | Approved | NM-FL Net Metering | FL | 2015-02-06 | Connected | Photovoltaic |  | 6.38 | South Central | Single | 2015-02-03 |  | 2015-02-03 | Executed
DC | Pinellas | Linda Parish |  | Distribution |  | 2.16 | Solar | Residential | 1012 East Lake Drive | Tarpon Springs | FL | 34688 | Approved | NM-FL Net Metering | FL | 2009-03-19 | Connected | Photovoltaic |  | 1.836 | South Coastal |  | 2014-09-10 |  |  | Executed
DC | Pinellas | Linda Prieto |  | Distribution |  | 6.1 | Solar | Residential | 1725 LONG BOW LN | Clearwater | FL | 33764 | Approved | NM-FL Net Metering | FL | 2010-08-16 | Connected | Photovoltaic |  | 5.185 | South Coastal |  | 2014-09-10 |  |  | Executed
DC | Pinellas | Linda Neville | 120/240 | Distribution | Qty 4 Q Pro-G3 250W Solar Panels | 1 | Solar | Residential | 1607 60th St S | Gulfport | FL | 33707 | Approved | NM-FL Net Metering | FL | 2015-04-13 | Connected | Photovoltaic |  | 0.85 | South Coastal | Single | 2015-04-06 |  | 2015-04-06 | Executed
DC | York | John Roxburgh | 120/240 | Distribution | Qty 10 (235 Watt) LG235M1C | 2.35 | Solar | Residential | 7115 Topsail Circle | Tega Cay | SC | 29708 | Approved | NM-SC Net Metering | Carolinas | 2012-11-28 | Connected | Photovoltaic |  | 5.41 | Central | Single | 2012-11-01 | 2012-11-21 | 2012-11-01 | Executed
DC | Orange | John Poulton | 120/240 | Distribution | QTY 36 Rec Peak 255W Solar Panels | 9.18 | Solar | Residential | 8720 Union Grove Church Rd | Chapel Hill | NC | 27516 | Approved | NM-NC Net Metering | Carolinas | 2015-03-03 | Connected | Photovoltaic |  | 9 | Northern | Single | 2015-01-20 | 2015-02-24 | 2015-01-20 | Executed
DC | HAMILTON | LITTLE MIAMI REAL ESTATE - NM | single |  | two hundred sixteen 220-W Schuco MPE220-PS09 solrar modules | 47.52 | Solar | Non-Residential | 3607 CHURCH | CINCINNATI | OH | 45244 | Approved | Rider NM - Net Metering Rider - OH | OH/KY | 2010-10-20 | Connected | Photovoltaic |  | 34.2 | Central | 120/240 |  |  |  | Executed
DC | Orange | Linda S Hunt | 120/240 | Distribution | Qty 4 Q-Pro G3 250W Solar Panels | 1 | Solar | Residential | 715 Dunhill Dr | Orlando | FL | 32825 | Approved | NM-FL Net Metering | FL | 2015-06-11 | Connected | Photovoltaic |  | 0.85 | South Central | Single | 2015-06-09 |  | 2015-06-09 | Executed
DC | Forsyth | John W. Petree | 120/240 | Distribution | QTY 15 Canadian 190 Solar Panels | 2.85 | Solar | Residential | 2150 Shore Rd | Rural Hall | NC | 27045 | Approved | NM-NC Net Metering | Carolinas | 2014-05-22 | Connected | Photovoltaic |  | 2.85 | Northern | Single | 2014-05-20 |  | 2014-05-20 | Executed
DC | VOLUSIA | Linda Walker |  | Distribution |  | 9 | Solar | Residential | 370 N RIDGEWOOD AVE | DELAND | FL | 32720 | Approved | NM-FL Net Metering | FL | 2014-02-18 | Connected | Photovoltaic |  | 7.65 | North Central |  | 2014-09-10 |  |  | Executed
DC | Pinellas | Linda T Archer | 120/240 | Distribution | Renesola | 5 | Solar | Residential | 2173 67th Ave S | St. Petersburg | FL | 33712 | Approved | NM-FL Net Metering | FL | 2014-10-14 | Connected | Photovoltaic |  | 4.25 | South Coastal | Single | 2014-10-12 |  | 2014-10-12 | Executed
DC | Pinellas | Linda Whipple |  | Distribution |  | 3.12 | Solar | Residential | 560 LOCKLIE ST | DUNEDIN | FL | 34698 | Approved | NM-FL Net Metering | FL | 2013-12-30 | Connected | Photovoltaic |  | 2.652 | South Coastal |  | 2014-09-10 |  |  | Executed
DC | Durham | John Pararas | 120/240 | Distribution |  | 2.82 | Solar | Residential | 913 Exum St | Durham | NC | 27701 | Approved | NM-NC Net Metering | Carolinas | 2012-07-05 | Connected | Photovoltaic |  | 2.82 | Northern | Single | 2012-07-02 |  | 2012-07-02 | Executed
DC | Moore | Lobelia Solar LLC - Cancelled |  | Distribution | Qty 21660 Canadian Solar CS6X-300P | 6498 | Solar | Non-Residential | Lobelia Rd | Vass | NC | 28394 | Cancelled |  | PEC Carolinas |  | Cancelled | Photovoltaic |  | 4800 | Unknown | 3-phase | 2014-12-18 |  | 2014-12-18 | Cancelled
DC | HIGHLANDS | Linda Wortinger |  | Distribution |  | 7.8 | Solar | Residential | 1224 KERRY DRIVE | SEBRING | FL | 33875 | Approved | NM-FL Net Metering | FL | 2012-10-04 | Connected | Photovoltaic |  | 6.63 | South Central |  | 2014-09-10 |  |  | Executed
|  | Lockhardt BioEnergy, LLC |  |  |  |  | Biomass | Non-Residential | 898 Wildcat Road | Enoree | SC | 29335 | Pending |  | Carolinas |  |  | Other |  |  | Southern |  |  |  |  | Open
DC | Alamance | John P. Weinbach | 120/240 | Distribution |  | 2.3 | Solar | Residential | 712 Croftwood Dr | Gibsonville | NC | 27249 | Approved | SCG-NC Small Customer Generator Rider | Carolinas | 2010-04-20 | Connected | Photovoltaic |  | 2 | Northern | Single | 2011-04-07 |  | 2010-03-30 | Executed
DC | Pinellas | Lockheed Martin Inc-NM | 12,470Y/7,200 | Distribution | Qty 7260 (310 Watt) Hanwha HSL72P6-PC-3-310 | 2250.6 | Solar | Non-Residential | 3655 Tampa Rd | Oldsmar | FL | 34677 | Pending | NM-FL Net Metering | FL |  | Pending | Photovoltaic |  | 1913.01 | South Coastal | 3-phase | 2015-03-10 |  | 2015-03-10 | Open
DC | Shannon | Locklear Farm, LLC - Strata Solar |  | Distribution | Canadian Solar, CS6X Qty-21,660 | 30 | Solar | Non-Residential | Unknown | Shannon | NC | 0 | Cancelled |  | PEC Carolinas |  | Cancelled | Photovoltaic |  | 4998 | Unknown | 3-phase | 2014-10-21 |  | 2013-11-27 | Cancelled
DC | Cabarrus | Locust Farm, LLC | 12,470Y/7,200 | Distribution | QTY: 21,660 Canadian Solar 300P | 6498 | Solar | Non-Residential | 120 Renee Ford Rd | Locust | NC | 28097 | Cancelled | PP-N NC - Non-Hydroelectric Qualifying Facilities | Carolinas |  | Cancelled | Photovoltaic |  | 4998 | Central | 3-phase | 2013-11-04 |  | 2013-11-04 | Cancelled
DC | Buncombe | Lindsay Morris | 120/240 | Distribution | Qty 16 280w SolarWorld SW 280 PV modules | 4.48 | Solar | Residential | 54 Fairview St | Asheville | NC | 28803 | Approved | NC NM-Net Metering for Renewable Energy Facilities | PEC Carolinas | 2015-05-22 | Connected | Photovoltaic |  | 3.84 | Western | Single | 2015-02-16 |  | 2015-02-16 | Executed
DC | Beaufort | Lois Cohen |  |  |  | 7.63 | Solar | Residential | 127 Pamlico Lane | Chocowinity | NC | 28516 | Approved | NC CSP-Cogeneration and Small Power Producer-Sell All | PEC Carolinas | 2010-05-19 | Connected | Photovoltaic |  | 6.1 | Northern |  | 2012-10-18 |  |  | Executed
DC | Pinellas | Linh Tran | 120/240 | Distribution | Qty 32 Hanwha 240w, solar panels | 8 | Solar | Residential | 1001 46th Ave N | St Petersburg | FL | 33703 | Approved | NM-FL Net Metering | FL | 2015-06-09 | Connected | Photovoltaic |  | 6.8 | South Coastal | Single | 2015-06-04 |  | 2015-06-04 | Executed
DC | Swain | Lois Hornbostel | 120/240 | Distribution |  |  | Solar | Residential | 135 Pine Meadows Rd | Bryson City | NC | 28713 | Pending |  | Carolinas |  | Pending | Photovoltaic |  |  | Southern | Single | 2015-04-23 |  | 2015-04-23 | Open
DC | LAKE | Linn Roach |  | Distribution |  | 6.13 | Solar | Residential | 379 SILVER MAPLE RD, SOLAR PWR | GROVELAND | FL | 34736 | Approved | NM-FL Net Metering | FL | 2014-04-22 | Connected | Photovoltaic |  | 5.206 | South Central |  | 2014-09-10 |  |  | Executed
DC | BUTLER | LOIS MEADE | single |  | twenty-four 176-W Sharp modules | 4.22 | Solar | Residential | 100 LANTERN RIDGE RD | OXFORD | OH | 45056 | Approved | Rider NM - Net Metering Rider - OH | OH/KY | 2009-08-14 | Connected | Photovoltaic |  | 4 | South | 120/240 |  |  |  | Executed
DC | Durham | John P. Grant | 120/240 | Distribution |  | 3.76 | Solar | Residential | 8 Womble CIR | Durham | NC | 27705 | Approved | SCG-NC Small Customer Generator Rider | Carolinas | 2011-08-11 | Connected | Photovoltaic |  | 3.44 | Northern | Single | 2011-07-15 |  | 2011-07-15 | Executed
DC | Franklin | Lisa A Jones | 120/240 | Distribution | Qty 34 (270 Watt) Suniva OPT270-60-4-1B0 Solar Panels | 9.18 | Solar | Residential | 12033 Keeler Rd | Brooksville | IN | 47012 | Approved | Net Metering - Standard Contract Rider No. 57 | IN | 2014-12-11 | Connected | Photovoltaic |  | 7.07 | Southern | Single | 2014-11-06 |  | 2014-11-06 | Executed
DC | Pinellas | Lisa Ann Wright | 120/240 | Distribution | Renesola | 1 | Solar | Residential | 6630 Bougainvilla Ave S | St. Petersburg | FL | 33707 | Approved | NM-FL Net Metering | FL | 2014-10-16 | Connected | Photovoltaic |  | 0.85 | South Coastal | Single | 2014-10-08 |  | 2014-10-08 | Executed
DC | Pinellas | Lisa Cowley | 120/240 | Distribution | 12SW275M/12 Enphase M250 | 3.3 | Solar | Residential | 35 Juniper St | Clearwater | FL | 33767 | Approved | NM-FL Net Metering | FL | 2014-09-18 | Connected | Photovoltaic |  | 2.8 | South Coastal | Single | 2014-09-26 |  | 2014-09-26 | Executed
DC | Surry | Long Solar, LLC - Hull Solar Farm |  | Distribution | Qty 22,132 Triva Solar (305 Watt) TSM-305 Solar Panels | 6750.26 | Solar | Non-Residential | Kenmore Ln | Mount Airy | NC | 27030 | Pending | PP-N NC - Non-Hydroelectric Qualifying Facilities | Carolinas |  | Pending | Photovoltaic |  | 5000 | Northern | 3-phase | 2015-05-21 |  | 2015-05-11 | Open
DC | Yadkin | Long Solar, LLC - Matthews Solar Farm |  | Distribution | Qty 17,705 Triva Solar (305 Watt) TSM-305 Solar Panels | 5400.03 | Solar | Non-Residential | NC 67 Hwy | East Bend | NC | 27018 | Pending | PP-N NC - Non-Hydroelectric Qualifying Facilities | Carolinas |  | Pending | Photovoltaic |  | 4000 | Northern | 3-phase | 2015-05-21 |  | 2015-05-11 | Open
DC | Richmond | Longhorn Holdings, LLC |  | Distribution |  |  | Solar | Non-Residential | Unknown | Rockingham | NC | 28379 | On Hold |  | PEC Carolinas |  | Pending | Photovoltaic |  | 4950 | Unknown |  | 2014-10-21 |  | 2014-01-02 | Open
DC | Johnston | Longleaf Solar LLC |  | Distribution | Qty 22,344 JA Solar JAP6 72-310/3BB | 6926.64 | Solar | Non-Residential | 3023 Bakers Chapel Rd. | Smithfield | NC | 27577 | On Hold |  | PEC Carolinas |  | Pending | Photovoltaic |  | 5010 | Unknown | 3-phase | 2015-01-26 |  | 2015-01-26 | Open
DC | Pinellas | Lisa Williamson |  | Distribution |  | 4.95 | Solar | Residential | 2013 WHITNEY DR | Clearwater | FL | 33760 | Approved | NM-FL Net Metering | FL | 2009-04-23 | Connected | Photovoltaic |  | 4.208 | South Coastal |  | 2014-09-10 |  |  | Executed
DC | Mecklenburg | John P Ross | 120/240 | Distribution |  | 2.8 | Solar | Residential | 829 Greentree Drive | Charlotte | NC | 28211 | Approved | NM-NC Net Metering | Carolinas | 2011-10-20 | Connected | Photovoltaic |  | 3.04 | Central | Single | 2011-08-11 |  | 2011-08-11 | Executed
DC | Buncombe | Lisa Gaye Hall | 120/240 | Distribution | Qty 16 Solar World 270 Watt | 4.32 | Solar | Residential | 44 Harnett St. | Asheville | NC | 28806 | Approved | NC NM-Net Metering for Renewable Energy Facilities | PEC Carolinas | 2014-08-26 | Connected | Photovoltaic |  | 3.333 | Western | Single | 2014-05-30 |  | 2014-05-30 | Executed
DC | Pinellas | Lisa Hicks | 120/240 | Distribution | Phono Solar | 1 | Solar | Residential | 12422 92ND WAY N | Largo | FL | 33773 | Approved | NM-FL Net Metering | FL | 2014-12-09 | Connected | Photovoltaic |  | 0.85 | South Coastal | Single | 2014-12-10 |  | 2014-12-10 | Executed
DC | Forsyth | John M Cernak | 120/240 | Distribution | Qty 10 Mage Solar Powertec 250/PL6.US.AC | 2.5 | Solar | Residential | 8828 Belhaven Ct | Lewisville | NC | 27023 | Approved | NM-NC Net Metering | Carolinas | 2014-12-12 | Connected | Photovoltaic |  | 3.247 | Northern | Single | 2014-07-14 | 2014-11-06 | 2014-07-14 | Executed
DC | CLERMONT | LORETTA GAGNE | single |  | four 175-W Suntech Black Label STP175S-24/Ab-1 solar panels | 0.7 | Solar | Residential | 779 BARG SALT RUN RD | CINCINNATI | OH | 45244 | Approved | Rider NM - Net Metering Rider - OH | OH/KY | 2009-06-02 | Connected | Photovoltaic |  | 0.7 | East | 120/240 |  |  |  | Executed
DC | LAKE | Loretta Logay |  | Distribution |  | 7.92 | Solar | Residential | 162 BAYOU BEND RD | GROVELAND | FL | 34736 | Approved | NM-FL Net Metering | FL | 2013-03-01 | Superseded | Photovoltaic |  | 6.732 | South Central |  | 2014-09-10 |  |  | Superceded
DC | Durham | John Lindsey | 120/240 | Distribution |  | 3.84 | Solar | Residential | 108 Sturdivant Rd | Durham | NC | 27705 | Approved | NM-NC Net Metering | Carolinas | 2012-01-27 | Connected | Photovoltaic |  | 3.6 | Northern | Single | 2012-01-10 |  | 2012-01-10 | Executed
DC | Greenville | John Jones | 120/240 | Distribution | QTY 4 Sunmodule 270 Modules | 1.08 | Solar | Residential | 100 Long Pond Ct | Greer | SC | 29651 | Approved | NM-SC Net Metering | Carolinas | 2014-11-12 | Connected | Photovoltaic |  | 1 | Southern | Single | 2014-10-07 | 2014-11-10 | 2014-10-07 | Executed
DC | Wake | Lisa W Feller | 120/240 | Distribution | QTY 16 Trina Solar 295 W PV Panels | 4.72 | Solar | Residential | 11812 Peed Rd | Raleigh | NC | 27614 | Approved | NC NM-Net Metering for Renewable Energy Facilities | PEC Carolinas | 2014-12-17 | Connected | Photovoltaic |  | 4 | Northern | Single | 2014-11-12 |  | 2014-11-12 | Executed
DC | Gaston | John Jenkins | 120/240 | Distribution | QTY 20 Sunmodule SW 280 | 5.6 | Solar | Residential | 745 Archie Whitesides Rd | Gastonia | NC | 28052 | Approved | NM-NC Net Metering | Carolinas | 2014-07-22 | Connected | Photovoltaic |  | 3 | Central | Single | 2014-05-08 | 2014-06-24 | 2014-05-08 | Executed
DC | Polk | Lise Wysock | 120/240 | Distribution | Axitec Ac-250P | 5 | Solar | Residential | 3340 HARBOR BEACH DR | Lake Wales | FL | 33853 | Approved | NM-FL Net Metering | FL | 2014-12-18 | Connected | Photovoltaic |  | 4.25 | South Central | Single | 2014-12-11 |  | 2014-12-11 | Executed
DC | Pinellas | Lisle Burk | 120/240 | Distribution | Renesola | 1 | Solar | Residential | 1901 63rd Ave S | St. Petersburg | FL | 33712 | Approved | NM-FL Net Metering | FL | 2014-10-14 | Connected | Photovoltaic |  | 0.85 | South Coastal | Single | 2014-10-12 |  | 2014-10-12 | Executed
DC | Yadkin | John J. Hammiller | 120/240 | Distribution |  | 4.14 | Solar | Residential | 3504 Gilley Dr | Jonesville | NC | 28642 | Approved | PP-N NC - Non-Hydroelectric Qualifying Facilities | Carolinas | 2010-11-01 | Connected | Photovoltaic | Hammiller PV Installation | 4 | Northern | Single | 2011-04-07 |  | 2010-09-13 | Executed
DC | Orange | John H. DiLiberti | 120/240 | Distribution |  | 4.05 | Solar | Residential | 1013 Starfield Circle | Hillsborough | NC | 27278 | Approved | SCG-NC Small Customer Generator Rider | Carolinas | 2011-06-01 | Connected | Photovoltaic |  | 4 | Northern |  | 2011-04-07 |  | 2011-02-24 | Executed
DC | Darlington | Lloyd Fitzwater | 120/240 | Distribution | QTY 24 Canadian 250 Solar Modules | 6 | Solar | Residential | 3941 Hillbilly Way | Mc Bee | SC | 29101 | Approved | SC CSP29-Cogeneration and Small Power Producer-Sell All | PEC Carolinas | 2014-05-05 | Connected | Photovoltaic |  | 5 | Southern | Single | 2014-04-04 |  | 2014-04-04 | Executed
DC | ORANGE | Lloyd Rubenstein |  | Distribution |  | 10.2 | Solar | Residential | 791 LANCER CIR | OCOEE | FL | 34761 | Approved | NM-FL Net Metering | FL | 2013-11-14 | Connected | Photovoltaic |  | 8.67 | South Central |  | 2014-09-10 |  |  | Executed
DC | BUNCOMBE | Lorraine Pallas | 120/240 |  |  | 4.05 | Solar | Residential | 21 Flicker Trail | Weaverville | NC | 28787 | Approved | NC CSP-Cogeneration and Small Power Producer-Sell All | PEC Carolinas | 2009-08-03 | Connected | Photovoltaic |  | 3.24 | Western | Single | 2012-10-18 |  |  | Executed
DC | Orange | John H. DiLiberti | 120/240 | Distribution |  | 9.84 | Solar | Residential | 1013 Starfield Circle | Hillsborough | NC | 27278 | Approved | PP-N NC - Non-Hydroelectric Qualifying Facilities | Carolinas | 2008-04-02 | Connected | Photovoltaic | DiLiberti PV Installation | 9.8 | Northern | Single | 2011-04-07 |  | 2008-01-30 | Executed
DC | Forsyth | John H Myracle | 120/240 | Distribution | 22 Suniva OPT-260-60-4-1B0 260W Solar Panels | 7.28 | Solar | Residential | 4051 River Branch Ln | Pfafftown | NC | 27040 | Approved | NM-NC Net Metering | Carolinas | 2014-09-12 | Connected | Photovoltaic |  | 9.45 | Northern | Single | 2014-06-16 | 2014-09-11 | 2014-06-16 | Executed
DC | Pinellas | Loc Nguyen |  | Distribution |  | 2.52 | Solar | Residential | 8353 WRENS WAY | Largo | FL | 33773 | Approved | NM-FL Net Metering | FL | 2011-02-17 | Connected | Photovoltaic |  | 2.142 | South Coastal |  | 2014-09-10 |  |  | Executed
DC | HIGHLANDS | Loida Lopez |  | Distribution |  | 5.1 | Solar | Residential | 2328 N WEST SHORE DR | AVON PARK | FL | 33825 | Approved | NM-FL Net Metering | FL | 2014-06-20 | Connected | Photovoltaic |  | 4.335 | South Central |  | 2014-09-10 |  |  | Executed
DC | Highlands | Lois Hessey | 120/240 | Distribution | Qty 24 RNG-300p Watts solar panels | 7.2 | Solar | Residential | 1517 Willow Dale | Sebring | FL | 33872 | Approved | NM-FL Net Metering | FL | 2015-04-07 | Connected | Photovoltaic |  | 6.12 | South Central | Single | 2015-04-01 |  | 2015-04-01 | Executed
DC | Clermont | Lois McKnight | 120/240 | Distribution | twenty 260-W Suniva OPT260-60-4-1B0 solar modules | 5.2 | Solar | Residential | 810 Riverside | Milford | OH | 45150 | Approved | Rider NM - Net Metering Rider - OH | OH/KY | 2013-11-01 | Connected | Photovoltaic |  | 5 | East | Single | 2013-10-14 |  | 2013-10-14 | Executed
DC | Mecklenburg | John H Hamrick | 120/240 | Distribution | 1 string of 8 and 1 string of 7 (15 total) 270W SolarWorld SunModule Panels | 4.05 | Solar | Residential | 8113 High Oaks Ln | Charlotte | NC | 28277 | Approved | NM-NC Net Metering | Carolinas | 2014-12-08 | Connected | Photovoltaic |  | 3.75 | Central | Single | 2014-11-05 | 2014-12-04 | 2014-11-05 | Executed
DC | Seminole | Lombardo Alamina |  | Distribution |  | 5.6 | Solar | Residential | 2210 WINNEBAGO TRL | FERN PARK | FL | 32730 | Approved | NM-FL Net Metering | FL | 2011-06-16 | Connected | Photovoltaic |  | 4.76 | North Central |  | 2014-09-10 |  |  | Executed
DC | Wilkes | Louis E Broyles | 120/240 | Distribution | Eight (175 Watt) Andalay Solar ST175-1 | 1.4 | Solar | Residential | 343 Haymeadow View Lane | Hays | NC | 28635 | On Hold | NM-NC Net Metering | Carolinas |  |  | Photovoltaic |  | 1.4 | Northern | Single | 2011-10-22 |  | 2011-10-22 | Open
DC | Anderson | Denise and John H Baldwin | 120/240 | Distribution | 24- Sharp NC-216-US // 60 Canadian Solar CS5P-240M | 19.88 | Solar | Residential | 1308 Circle Rd | Easley | SC | 29642 | Approved | NM-SC Net Metering | Carolinas | 2013-07-24 | Connected | Photovoltaic |  | 19 | Southern | Single | 2013-06-25 | 2013-07-24 | 2013-06-25 | Executed
DC | Orange | John Farley | 120/240 | Distribution | Qty 21 Canadian Solar 250W Panles | 5.25 | Solar | Residential | 101 Michaels Way | Carrboro | NC | 27516 | Approved | NM-NC Net Metering | Carolinas | 2014-08-28 | Connected | Photovoltaic |  | 6.81 | Northern | Single | 2014-08-01 | 2014-08-28 | 2014-08-01 | Executed
DC | Pinellas | Lonna Keller | 120/240 | Distribution | Renesola | 1 | Solar | Residential | 6616 WOODLAND BLVD | Pinellas Park | FL | 33781 | Approved | NM-FL Net Metering | FL | 2014-12-09 | Connected | Photovoltaic |  | 0.85 | South Coastal | Single | 2014-12-11 |  | 2014-12-11 | Executed
DC | Highlands | Lora Kubsch |  | Distribution |  | 5.76 | Solar | Residential | 37 TALL OAKS TRL | Lake Placid | FL | 33852 | Approved | NM-FL Net Metering | FL | 2012-06-11 | Connected | Photovoltaic |  | 4.896 | South Central |  | 2014-09-10 |  |  | Executed
DC | Orange | Loren Zucconi |  | Distribution |  | 4.42 | Solar | Residential | 8148 WOODSWORTH DR | Orlando | FL | 32817 | Approved | NM-FL Net Metering | FL | 2013-01-18 | Connected | Photovoltaic |  | 3.757 | North Central |  | 2014-09-10 |  |  | Executed
DC | Seminole | Loren Zucconi | 120/240 | Distribution | Qty 36 SolarWorld SW280watts, solar panels | 10.08 | Solar | Residential | 1427 Ellis Fallon Loop | Oviedo | FL | 32765 | Approved | NM-FL Net Metering | FL | 2015-04-24 | Connected | Photovoltaic |  | 8.568 | North Central | Single | 2015-04-20 |  | 2015-04-20 | Executed
DC | Pinellas | Louis Sauve |  | Distribution |  | 2.4 | Solar | Residential | 3835 Wellington Parkway | PALm Harbor | FL | 34685 | Approved | NM-FL Net Metering | FL | 2007-11-30 | Superseded | Photovoltaic |  | 2.04 | South Coastal |  | 2014-09-10 |  |  | Superceded
DC | Buncombe | Loretta Freeman-Rice | 120/240 | Distribution |  | 1 | Solar | Residential | 260 New Stock Rd | Asheville | NC | 28804 | Approved | NC NM-Net Metering for Renewable Energy Facilities | PEC Carolinas | 2011-03-04 | Connected | Photovoltaic |  | 0.8 | Western | Single | 2012-10-18 |  |  | Executed
DC | Lake | Loretta Logay |  | Distribution |  | 9.88 | Solar | Residential | 162 BAYOU BEND RD | GROVELAND | FL | 34736 | Approved | NM-FL Net Metering | FL | 2013-12-23 | Connected | Photovoltaic |  | 8.398 | South Central |  | 2014-09-10 |  |  | Executed
DC | Guilford | Louis Tyrone Muse Jr | 120/240 | Distribution | Qty 16 Suniva 275W Solar Panels | 4.44 | Solar | Residential | 6818 Trace Dr | Browns Summit | NC | 27214 | Pending | NM-NC Net Metering | Carolinas |  | Pending | Photovoltaic |  | 3.84 | Northern | Single | 2015-06-09 |  | 2015-06-09 | Open
DC | Highlands | Loretta Ott |  | Distribution |  | 4.95 | Solar | Residential | 3222 S ALLIGATOR ALY | Avon Park | FL | 33825 | Approved | NM-FL Net Metering | FL | 2010-03-19 | Connected | Photovoltaic |  | 4.208 | South Central |  | 2014-09-10 |  |  | Executed
DC | Catawba | John F Brooks | 120/240 | Distribution | Qty 6 Renesola Virtus II 250W Solar Panels | 1.5 | Solar | Residential | 4880 Sagittarius Cir | Denver | NC | 28037 | Approved | NM-NC Net Metering | Carolinas | 2015-06-05 | Connected | Photovoltaic |  | 1.29 | Central | Single | 2015-03-09 | 2015-06-04 | 2015-03-09 | Executed
DC |  | Louisburg Solar LLC |  | Distribution |  |  | Solar | Non-Residential | Unknown | Louisburg | NC | 27549 | Cancelled |  | PEC Carolinas |  | Cancelled | Photovoltaic |  | 4999 | Unknown |  | 2014-10-21 |  | 2013-09-24 | Cancelled
DC | Franklin | Louisburg Solar LLC |  | Distribution |  |  | Solar | Non-Residential | Unknown | Louisburg | NC | 27549 | Approved |  | PEC Carolinas |  | Pending | Photovoltaic |  | 5000 | Unknown |  | 2014-10-21 |  | 2014-05-23 | Open
DC | Guilford | John Whitler | 120/240 | Distribution |  | 4.41 | Solar | Residential | 6827 Coltrane Mill Road | Randleman | NC | 27317 | Approved | PP-N NC - Non-Hydroelectric Qualifying Facilities | Carolinas | 2011-07-25 | Connected | Photovoltaic | Raets PV Installation | 4 | Northern | Single | 2011-06-13 |  | 2011-06-13 | Executed
DC | Marlboro | Love Solar Center, LLC |  | Distribution | Qty 42768 Yingli YGE-U 72 YL305P-35b Solar Panels | 13044 | Solar | Non-Residential | Adamsville Rd | McColl | SC | 29570 | Pending |  | PEC Carolinas |  | Pending | Photovoltaic |  | 9600 | Unknown | 3-phase | 2015-05-28 |  | 2015-05-28 | Open
DC | Pickens | John D. Henley Jr. | 120/240 | Distribution |  | 1.07 | Solar | Residential | 426 Sue Craig Rd | Six Mile | SC | 29682 | Approved | NM-SC Net Metering | Carolinas | 2010-04-16 | Connected | Photovoltaic |  | 1.05 | Southern | Single | 2011-04-07 |  | 2010-03-31 | Executed
DC | Buncombe | Lori Greenburg | 120/240 | Distribution | Qty 21 Kyocera KD 250 Watt | 5.25 | Solar | Residential | 15 Dragon Ln | Asheville | NC | 28806 | Approved | NM-NC Net Metering | PEC Carolinas | 2014-07-16 | Connected | Photovoltaic |  | 5 | Western | Single | 2014-05-30 |  | 2014-05-30 | Executed
DC | Mecklenburg | L-Toons LLC | 120/240 | Distribution | qty 6 Solar World Sunmodule Plus 275W Mono | 1.65 | Solar | Non-Residential | 908 E 35th St | Charlotte | NC | 28205 | Cancelled | NM-NC Net Metering | Carolinas |  | Cancelled | Photovoltaic |  | 1.5 | Central | Single | 2014-11-21 |  | 2014-11-21 | Cancelled
DC | Polk | Lori Kurdziel |  | Distribution |  | 4.95 | Solar | Residential | 620 VIA BIANCA DR | DAVENPORT | FL | 33896 | Approved | NM-FL Net Metering | FL | 2012-06-13 | Connected | Photovoltaic |  | 4.208 | South Central |  | 2014-09-10 |  |  | Executed
DC | Seminole | Lori Watkins |  | Distribution |  | 7.05 | Solar | Residential | 1616 TALISIA CT | Longwood | FL | 32779 | Approved | NM-FL Net Metering | FL | 2011-01-31 | Connected | Photovoltaic |  | 5.993 | North Central |  | 2014-09-10 |  |  | Executed
DC | Orange | Lorie Ingraham |  | Distribution |  | 5 | Solar | Residential | 14765 BALTUSROL DR | Orlando | FL | 32828 | Approved | NM-FL Net Metering | FL | 2010-01-07 | Connected | Photovoltaic |  | 4.25 | North Central |  | 2014-09-10 |  |  | Executed
DC | Highlands | Lorna Keith |  | Distribution |  | 2.88 | Solar | Residential | 1827 MANATEE DR | SEBRING | FL | 33870 | Approved | NM-FL Net Metering | FL | 2012-05-30 | Connected | Photovoltaic |  | 2.448 | South Central |  | 2014-09-10 |  |  | Executed
DC | Marion | Lorraine Moore | 120/240 | Distribution | Qty 24 SW 270 plus | 6.48 | Solar | Residential | 153 N 2nd Ave, Meter 2 | Micanopy | FL | 32667 | Approved | NM-FL Net Metering | FL | 2015-02-05 | Connected | Photovoltaic |  | 5.5 | North Coastal | Single | 2015-01-28 |  | 2015-01-28 | Executed
DC | Lake | Lorraine Svensson |  | Distribution |  | 6 | Solar | Residential | 107 CUPANIA CT | Groveland | FL | 34736 | Approved | NM-FL Net Metering | FL | 2013-02-13 | Connected | Photovoltaic |  | 5.1 | South Central |  | 2014-09-10 |  |  | Executed
DC | Pinellas | Lorrie Herald |  | Distribution |  | 10 | Solar | Residential | 5793 STAG THICKET LN | Palm Harbor | FL | 34685 | Approved | NM-FL Net Metering | FL | 2012-12-11 | Connected | Photovoltaic |  | 8.5 | South Coastal |  | 2014-09-10 |  |  | Executed
DC | LAKE | Loseph Lojko |  | Distribution |  | 6.24 | Solar | Residential | 165 BALMY COAST RD, SOLAR POWER | GROVELAND | FL | 34736 | Approved | NM-FL Net Metering | FL | 2013-10-09 | Connected | Photovoltaic |  | 5.304 | South Central |  | 2014-09-10 |  |  | Executed
DC | Henderson | John C. Love | 120/240 | Distribution |  | 4 | Solar | Residential | 151 Frank Hill Rd | Hendersonville | NC | 28792 | Approved | SCG-NC Small Customer Generator Rider | Carolinas | 2009-10-20 | Connected | Photovoltaic |  | 4 | Southern | Single | 2011-04-07 |  | 2009-10-06 | Executed
DC | Pinellas | Lou Graham | 120/240 | Distribution | Qty 4 Q.Pro -G250watts, solar panels | 1 | Solar | Residential | 1438 46th Ave NE | St Petersburg | FL | 33703 | Approved | NM-FL Net Metering | FL | 2015-05-04 | Connected | Photovoltaic |  | 0.85 | South Coastal | Single | 2015-04-22 |  | 2015-04-22 | Executed
DC | Durham | John C Stover | 120/240 | Distribution | Qty 12 Rec 250 W Solar Panels | 3 | Solar | Residential | 3 Horizon Cir | Durham | NC | 27712 | Approved | NM-NC Net Metering | Carolinas | 2014-08-25 | Connected | Photovoltaic |  | 3.896 | Northern | Single | 2014-08-13 | 2014-08-22 | 2014-08-13 | Executed
DC | Orange | Lue A Simopoulos | 120/240 | Distribution | Qty 18 ReneSola 255 W Solar Panels | 4.59 | Solar | Residential | 6710 Green Rise Rd | Hillsborough | NC | 27278 | Pending | NM-NC Net Metering | Carolinas |  | Pending | Photovoltaic |  | 4 | Northern | Single | 2015-06-05 |  | 2015-06-05 | Open
DC |  | Louis Stokley | 120/240 | Distribution | twenty Solar World 240-W panels | 4.8 | Solar | Residential | 7470 Dawson Rd. | Cincinnati | OH | 45243 | Approved | Rider NM - Net Metering Rider - OH | OH/KY | 2012-12-05 | Connected | Photovoltaic |  | 4.6 | Central | Single | 2012-11-09 |  | 2012-11-09 | Executed
DC | Union | John C Lamb | 120/240 | Distribution | Qty 4 Renesola 250W Solar Panels | 1 | Solar | Residential | 5200 Meadowland Pkwy | Monroe | NC | 28112 | Approved | NM-NC Net Metering | Carolinas | 2015-01-05 | Connected | Photovoltaic |  | 0.86 | Central | Single | 2014-11-03 | 2014-12-29 | 2014-11-03 | Executed
DC | Pinellas | Louis E Yates | 120/240 | Distribution | Qty 42 Bosch 240W Solar Panels | 10 | Solar | Residential | 3396 Walnut St NE | St Petersburg | FL | 33704 | Approved | NM-FL Net Metering | FL | 2015-05-05 | Connected | Photovoltaic |  | 8.568 | South Coastal | Single | 2015-04-28 |  | 2015-04-28 | Executed
DC | HIGHLANDS | Louis Faillace |  | Distribution |  | 9.54 | Solar | Residential | 2623 ISLAND DRIVE | SEBRING | FL | 33872 | Approved | NM-FL Net Metering | FL | 2013-12-13 | Connected | Photovoltaic |  | 8.109 | South Central |  | 2014-09-10 |  |  | Executed
DC | Mecklenburg | John C Amen | 120/240 | Distribution | Qty 24 Solarworld 250W solar panels | 6 | Solar | Residential | 6815 Honors Ct | Charlotte | NC | 28210 | Approved | NM-NC Net Metering | Carolinas | 2015-02-11 | Connected | Photovoltaic |  | 6 | Central | Single | 2015-01-26 | 2015-02-10 | 2015-01-26 | Executed
DC | LAKE | Louis Hoekstra |  | Distribution |  | 6.13 | Solar | Residential | 374 SALT MARSH LN, SOLAR POWER | GROVELAND | FL | 34736 | Approved | NM-FL Net Metering | FL | 2013-10-25 | Connected | Photovoltaic |  | 5.206 | South Central |  | 2014-09-10 |  |  | Executed
DC |  | Louis Meenach | 120/240 | Distribution | thirty Sunvia 255W solar modules | 7.65 | Solar | Residential | 536 Christmas Lane | Cincinnati | OH | 45224 | Approved | Rider NM - Net Metering Rider - OH | OH/KY | 2012-09-06 | Connected | Photovoltaic |  | 6.45 | Central | Single | 2012-07-18 |  | 2012-07-18 | Executed
DC | Seminole | Louis Howell |  | Distribution |  | 5.06 | Solar | Residential | 594 BROOKFIELD LOOP | LAKE MARY | FL | 32746 | Approved | NM-FL Net Metering | FL | 2010-06-10 | Connected | Photovoltaic |  | 4.301 | North Central |  | 2014-09-10 |  |  | Executed
DC | Pinellas | Louis Sauve |  | Distribution |  | 6.6 | Solar | Residential | 3835 Wellington Parkway | PALm Harbor | FL | 34685 | Approved | NM-FL Net Metering | FL | 2010-01-01 | Connected | Photovoltaic |  | 5.61 | South Coastal |  | 2014-09-10 |  |  | Executed
DC | Orange | Louis Rebiski |  | Distribution |  | 7.2 | Solar | Residential | 2634 BALFORN TOWER WAY | WINTER GARDEN | FL | 34787 | Approved | NM-FL Net Metering | FL | 2011-12-19 | Connected | Photovoltaic |  | 6.12 | South Central |  | 2014-09-10 |  |  | Executed
DC | Nash | Lumberjack Solar, LLC - Sunlight |  | Distribution |  |  | Solar | Non-Residential | Unknown | Spring Hope | NC | 27882 | On Hold |  | PEC Carolinas |  | Pending | Photovoltaic |  | 5000 | Unknown |  | 2014-10-21 |  | 2013-05-10 | Open
DC | Robeson | Lumberton Solar 2 LLC |  | Distribution | Qty 21,660 Canadian Solar CS6X-300P | 6498 | Solar | Non-Residential | 2402 Snake Rd | Lumberton | NC | 28358 | Cancelled |  | PEC Carolinas |  | Cancelled | Photovoltaic |  | 4800 | Unknown | 3-phase | 2015-01-07 |  | 2015-01-07 | Cancelled
DC | Orange | Louis Mcfadin |  | Distribution |  | 6.48 | Solar | Residential | 701 S DEERWOOD AVE | Orlando | FL | 32825 | Approved | NM-FL Net Metering | FL | 2010-01-26 | Connected | Photovoltaic |  | 5.508 | South Central |  | 2014-09-10 |  |  | Executed
DC | Cleveland | Lux Solar I, LLC | 12,470Y/7,200 | Distribution | QTY 9120 Yingli 300 Watt panels | 2736 | Solar | Non-Residential | 5124 1B E. Dixon BLVD | Kings Mountain | NC | 28086 | Pending | PP-N NC - Non-Hydroelectric Qualifying Facilities | Carolinas |  | Pending | Photovoltaic |  | 2000 | Northern | 3-phase | 2014-10-28 |  | 2014-10-28 | Open
DC | Polk | Louis Amato |  | Distribution |  | 3.2 | Solar | Residential | 446 Airport Blvd | Frostproof | FL | 33843 | Approved | NM-FL Net Metering | FL | 2007-11-01 | Connected | Photovoltaic |  | 2.72 | South Central |  | 2014-09-10 |  |  | Executed
DC | Haywood | Lyle Enterprise Inc. |  |  |  | 2.89 | Solar | Non-Residential | 20450 Great Smoky Mtn. Expressway | Waynesville | NC | 11111 | On Hold | NC CSP-Cogeneration and Small Power Producer-Sell All | PEC Carolinas |  |  | Photovoltaic |  | 2.31 | Northern |  | 2012-10-18 |  | 2013-06-25 | Open
DC | CHATHAM | Lyle Orstad | 120/240 |  |  | 3.5 | Solar | Residential | 86 Bingham Ridge Drive | Pittsboro | NC | 27312 | Approved | NC CSP-Cogeneration and Small Power Producer-Sell All | PEC Carolinas | 2010-09-24 | Connected | Photovoltaic |  | 2.8 | Northern | Single | 2012-10-18 |  |  | Executed
DC | Henderson | Lynda & Robert Bailey | 120/240 | Distribution | Qty 14 (240 Watt) Mage Solar Powertec Plus 240/6 PL US AC | 3.36 | Solar | Residential | 1824 Kanuga Rd | Hendersonville | NC | 28739 | Cancelled | NM-NC Net Metering | Carolinas |  | Cancelled | Photovoltaic |  | 3.33 | Southern | Single | 2012-11-26 |  | 2012-11-26 | Cancelled
DC | Pinellas | Louise D Smith | 120/240 | Distribution | Qty 28 Axitec 250W Solar Panels | 7 | Solar | Residential | 4925 Glenn Dr | New Prt Rchy | FL | 34652 | Approved | NM-FL Net Metering | FL | 2015-06-11 | Connected | Photovoltaic |  | 5.95 | South Coastal | Single | 2015-06-05 |  | 2015-06-05 | Executed
DC | Cabarrus | John Baugh | 120/240 | Distribution | Qty 24 (260 Watt) Sunmodule SW 260 Mono Black | 6.24 | Solar | Residential | 10708 Haddington Dr. NW | Charlotte | NC | 28269 | Approved | NM-NC Net Metering | Carolinas | 2013-11-18 | Connected | Photovoltaic |  | 6 | Central | Single | 2013-10-01 | 2013-11-14 | 2013-10-01 | Executed
DC | LEE | Lyndon Rosser | 120/240 |  |  | 6.25 | Solar | Residential | 2894 Cox Mill Road | Sanford | NC | 27330 | Approved | NC CSP-Cogeneration and Small Power Producer-Sell All | PEC Carolinas | 2010-08-12 | Connected | Photovoltaic |  | 5 | Southern | Single | 2012-10-18 |  |  | Executed
DC | MORGAN | LYNN REYNOLDS DOUG REYNOLDS | 120/240 |  | twenty-eight 230-W Schott Poly solar panels | 6.44 | Solar | Residential | 5677 NEBO COUNTRY RD | MARTINSVILLE | IN | 46151 | Approved | Net Metering - Standard Contract Rider No. 57 | IN | 2010-09-17 | Connected | Photovoltaic |  | 6 | Soutwest | Single |  |  |  | Executed
DC | Cabarrus | John B. Robbins | 120/240 | Distribution |  | 9.8 | Solar | Residential | 1255 Odell School Rd | Concord | NC | 28027 | Approved | PP-N NC - Non-Hydroelectric Qualifying Facilities | Carolinas | 2009-06-04 | Connected | Photovoltaic | Robbins PV Installation | 9.8 | Central | Single | 2011-04-07 |  | 2009-04-20 | Executed
DC | Mecklenburg | Lynn Amy Boardman and Robert P Collins | 120/240 | Distribution | Qty 20 Solarworld 250W Panels | 5 | Solar | Residential | 2135 Chambwood Dr | Charlotte | NC | 28205 | Approved | NM-NC Net Metering | Carolinas |  | Pending Meter Set | Photovoltaic |  | 5 | Central | Single | 2014-09-23 | 2014-12-05 | 2014-09-23 | Open
DC | Wake | John Austin | 120/240 | Distribution | 9 SolarWorld SunModule SW245 Momo Solar Modules | 2.21 | Solar | Residential | 15 Wesleywood Dr | Durham | NC | 27707 | Approved | NM-NC Net Metering | Carolinas | 2012-08-28 | Connected | Photovoltaic |  | 2.5 | Northern | Single | 2012-08-17 | 2012-08-27 | 2012-08-17 | Executed
DC | Orange | Luca Sterpetti |  | Distribution |  | 4.7 | Solar | Residential | 3015 CARDASSI DR | Ocoee | FL | 34761 | Approved | NM-FL Net Metering | FL | 2009-12-18 | Connected | Photovoltaic |  | 3.995 | South Central |  | 2014-09-10 |  |  | Executed
DC | Pinellas | Lucia Fernandez-Fisher |  | Distribution |  | 4.86 | Solar | Residential | 4058 30TH AVE N | St Petersburg | FL | 33713 | Approved | NM-FL Net Metering | FL | 2009-08-31 | Connected | Photovoltaic |  | 4.131 | South Coastal |  | 2014-09-10 |  |  | Executed
DC | Pinellas | Lucia Rosenberg | 120/240 | Distribution | 25SW275M/25 Enphase M250 | 6.88 | Solar | Residential | 936 Bruce Ave | Clearwater | FL | 33767 | Approved | NM-FL Net Metering | FL | 2014-09-18 | Connected | Photovoltaic |  | 5.843 | South Coastal | Single | 2014-09-23 |  | 2014-09-23 | Executed
DC | Buncombe | Lucien Capone, III | 120/240 | Distribution | Qty 30 Sunmodule Plus 275 mono | 8.25 | Solar | Residential | 123 Spicewood Road | Weaverville | NC | 28787 | Approved | NM-NC Net Metering | PEC Carolinas | 2014-07-17 | Connected | Photovoltaic |  | 7.5 | Western | Single | 2014-06-09 |  | 2014-06-19 | Executed
DC | Forsyth | John Anderson Taylor III | 120/240 | Distribution |  | 4.37 | Solar | Residential | 2417 Hoyt St. | Winston Salem | NC | 27103 | Approved | SCG-NC Small Customer Generator Rider | Carolinas | 2011-12-20 | Connected | Photovoltaic |  | 3.99 | Northern | Single | 2011-11-18 |  | 2011-11-18 | Executed
DC | Pinellas | Lucille Covino |  | Distribution |  | 10.14 | Solar | Residential | 43 LEEWARD IS | CLEARWATER | FL | 33767 | Approved | NM-FL Net Metering | FL | 2013-03-05 | Connected | Photovoltaic |  | 8.619 | South Coastal |  | 2014-09-10 |  |  | Executed
DC | Orange | John A. Wagner | 120/240 | Distribution | QTY: 12 LG 260 | 3.12 | Solar | Residential | 4000 Riders Trl | Hillsborough | NC | 27228 | Approved | NM-NC Net Metering | Carolinas | 2014-07-15 | Connected | Photovoltaic |  | 2.58 | Northern | Single | 2014-03-13 | 2014-07-07 | 2014-03-13 | Executed
DC | Pinellas | Lucy K. Peak | 120/240 | Distribution | Qty 26 Canadian Solar CS6P-255W, solar panels | 6.63 | Solar | Residential | 3333 E. Dorchester Dr. | Palm Harbor | FL | 34684 | Approved | NM-FL Net Metering | FL | 2015-04-14 | Connected | Photovoltaic |  | 5.635 | South Coastal | Single | 2015-04-07 |  | 2015-04-07 | Executed
DC |  | Lucy Putnam | 120/240 | Distribution | 6 Schott 235W Solar Panels | 1.41 | Solar | Residential | 9838 Tollgate Lane | Cincinnati | OH | 45242 | Approved | Rider NM - Net Metering Rider - OH | OH/KY | 2012-05-10 | Connected | Photovoltaic |  | 1.29 | Central | Single | 2012-05-02 |  | 2012-05-02 | Executed
DC | Orange | Luis Acosta |  | Distribution |  | 5 | Solar | Residential | 629 PALIO CT | Ocoee | FL | 34761 | Approved | NM-FL Net Metering | FL | 2009-11-09 | Connected | Photovoltaic |  | 4.25 | South Central |  | 2014-09-10 |  |  | Executed
DC | Monroe | Luis Fuentes- Rohwer | 120/240 | Distribution | twenty Bosch 245-W c-Si M 60 solar modules | 4.9 | Solar | Residential | 1706 Oxford Dr S | Bloomington | IN | 47401 | Approved | Net Metering - Standard Contract Rider No. 57 | IN | 2014-06-17 | Connected | Photovoltaic |  | 4.3 | Southern | Single | 2014-06-10 |  | 2014-06-10 | Executed
DC | Granville | Lyon Solar, LLC |  | Distribution | Qty 23324 300W Canadian Solar CS6X-300P Solar Panels | 6997 | Solar | Non-Residential | E. Lyon Station Rd | Creedmoor | NC | 27522 | Pending |  | Carolinas |  | Pending | Photovoltaic |  | 4800 | Northern | 3-phase | 2015-04-02 |  | 2015-04-02 | Open
DC | Seminole | Luis Quiones |  | Distribution |  | 5.06 | Solar | Residential | 2543 WESTMINSTER TER | OVIEDO | FL | 32765 | Approved | NM-FL Net Metering | FL | 2009-09-23 | Connected | Photovoltaic |  | 4.301 | North Central |  | 2014-09-10 |  |  | Executed
DC | Pinellas | Luis Prats |  | Distribution |  | 5.04 | Solar | Residential | 8103 SIQUITA DR NE ST | ST PETERSBURG | FL | 33702 | Approved | NM-FL Net Metering | FL | 2010-06-29 | Connected | Photovoltaic |  | 4.284 | South Coastal |  | 2014-09-10 |  |  | Executed
DC | Highlands | Luis Fresquez |  | Distribution |  | 5.4 | Solar | Residential | 505 BEAR RD | LAKE PLACID | FL | 33852 | Approved | NM-FL Net Metering | FL | 2009-12-22 | Connected | Photovoltaic |  | 4.59 | South Central |  | 2014-09-10 |  |  | Executed
DC | VOLUSIA | Luis Rodriguez |  | Distribution |  | 11.5 | Solar | Residential | 1559 ODHAM DRIVE | DELTONA | FL | 32738 | Approved | NM-FL Net Metering | FL | 2013-05-31 | Connected | Photovoltaic |  | 9.775 | North Central |  | 2014-09-10 |  |  | Executed
DC | Pinellas | Luis Rosano |  | Distribution |  | 3.43 | Solar | Residential | 819 ISLAND WAY | CLEARWATER | FL | 33767 | Approved | NM-FL Net Metering | FL | 2012-06-19 | Connected | Photovoltaic |  | 2.916 | South Coastal |  | 2014-09-10 |  |  | Executed
DC | Orange | M Acharekar |  | Distribution |  | 9.9 | Solar | Residential | 1666 Providence Circle | Orlando | FL | 32818 | Approved | NM-FL Net Metering | FL | 2006-10-01 | Cancelled | Photovoltaic |  | 8.415 | South Central |  | 2014-09-10 |  |  | Cancelled
DC | SEMINOLE | Luis Ruiz |  | Distribution |  | 10 | Solar | Residential | 124 ROMNEY MARSH RD | LONGWOOD | FL | 32779 | Approved | NM-FL Net Metering | FL | 2014-07-29 | Connected | Photovoltaic |  | 8.5 | North Central |  | 2014-09-10 |  |  | Executed
DC | Volusia | Luke B Scott | 120/240 | Distribution |  | 12.14 | Solar | Residential | 5355 ARAGON AVE *LITE | Leon Springs | FL | 32130 | Approved | NM-FL Net Metering | FL | 2015-01-09 | Connected | Photovoltaic |  | 10.32 | North Central | Single | 2015-01-11 |  | 2015-01-11 | Executed
DC | Cherokee | John A. Leder | 120/240 | Distribution |  | 8.3 | Solar | Residential | 912 Timberwood Dr | Marble | NC | 28905 | Approved | SCG-NC Small Customer Generator Rider | Carolinas | 2007-12-05 | Connected | Photovoltaic |  | 7.6 | Southern | Single | 2011-04-07 |  | 2007-05-15 | Executed
DC | Volusia | Luther Lloyd |  | Distribution |  | 5.06 | Solar | Residential | 1275 S BOSTON AVE | Deland | FL | 32724 | Approved | NM-FL Net Metering | FL | 2010-10-28 | Connected | Photovoltaic |  | 4.301 | North Central |  | 2014-09-10 |  |  | Executed
DC | Orange | Luz Navarro | 120/240 | Distribution | Qty 4 Q-Cell Pro 250W Solar Panels | 1 | Solar | Residential | 7731 Coot St | Orlando | FL | 32822 | Approved | NM-FL Net Metering | FL | 2015-06-05 | Connected | Photovoltaic |  | 0.85 | South Central | Single | 2015-06-01 |  | 2015-06-01 | Executed
DC | Orange | Lynda Bogus |  | Distribution |  | 7.12 | Solar | Residential | 3618 SAINT MORITZ ST | Orlando | FL | 32812 | Approved | NM-FL Net Metering | FL | 2009-10-20 | Connected | Photovoltaic |  | 6.052 | South Central |  | 2014-09-10 |  |  | Executed
DC | LAKE | Lynda Mcintosh |  | Distribution |  | 6.13 | Solar | Residential | 403 SILVER MAPLE ROAD | GROVELAND | FL | 34736 | Approved | NM-FL Net Metering | FL | 2013-10-14 | Connected | Photovoltaic |  | 5.206 | South Central |  | 2014-09-10 |  |  | Executed
DC | McDowell | John A Sharetts-Sullivan | 120/240 | Distribution | Qty 14 (260 Watt) Suniva OPT260-60-4-1B0 | 3.64 | Solar | Residential | 215 Big Bear Blvd | Old Fort | NC | 28762 | Approved | NM-NC Net Metering | Carolinas | 2013-10-09 | Connected | Photovoltaic |  | 3.01 | Central | Single | 2013-09-18 | 2013-10-07 | 2013-09-18 | Executed
DC | CHATHAM | Maarten Thomas | 120/240 |  |  | 6.08 | Solar | Residential | 5 Bladen | Pittsboro | NC | 27312 | Approved | NC CSP-Cogeneration and Small Power Producer-Sell All | PEC Carolinas | 2010-09-24 | Connected | Photovoltaic |  | 4.86 | Northern | Single | 2012-10-18 |  |  | Executed
DC | Guilford | John A Parker | 120/240 | Distribution | qty 12 Mage Solar 240/6PL.US.AC | 2.45 | Solar | Residential | 5079 Millpoint Road | Greensboro | NC | 27406 | Approved | NM-NC Net Metering | Carolinas | 2014-05-05 | Connected | Photovoltaic |  | 2.38 | Northern | Single | 2013-05-07 | 2014-04-27 | 2013-05-07 | Executed
DC | Pinellas | Lynn Sauer |  | Distribution |  | 10.8 | Solar | Residential | 2813 SKIMMER POINT DR S | ST. PETERSBURG | FL | 33707 | Approved | NM-FL Net Metering | FL | 2014-08-04 | Connected | Photovoltaic |  | 9.18 | South Coastal |  | 2014-09-10 |  |  | Executed
DC | Guilford | Mack Solar, LLC |  | Distribution | 26040 (235 Watt) Jinko JKM 235P | 6119.4 | Solar | Non-Residential | 5922 Davis Mill Rd | Greensboro | NC | 27406 | Cancelled | PP-N NC - Non-Hydroelectric Qualifying Facilities | Carolinas |  | Cancelled | Photovoltaic |  | 5000 | Northern | 3-phase | 2012-05-02 |  | 2012-05-02 | Cancelled
DC | Seminole | Lynn Conner |  | Distribution |  | 5.06 | Solar | Residential | 450 MADISON LN | OVIEDO | FL | 32765 | Approved | NM-FL Net Metering | FL | 2010-04-06 | Connected | Photovoltaic |  | 4.301 | North Central |  | 2014-09-10 |  |  | Executed
DC | Lake | Lynn Frenz | 120/240 | Distribution |  | 7 | Solar | Residential | 154 BAYOU BEND RD, SOLAR POWER | Groveland | FL | 34736 | Approved | NM-FL Net Metering | FL | 2015-01-05 | Connected | Photovoltaic |  | 5.95 | South Central | Single | 2014-12-26 |  | 2014-12-26 | Executed
DC |  | Madison Fulp Farm LLC |  | Distribution | 21,660 300 w Canadian Solar Max Power CS6X | 6498 | Solar | Non-Residential | 612 Island Drive | Madison | NC | 27025 | Cancelled | PP-N NC - Non-Hydroelectric Qualifying Facilities | Carolinas |  | Cancelled | Photovoltaic |  | 4950 | Northern | 3-phase | 2013-08-09 |  | 2013-08-09 | Cancelled
DC | Pinellas | Lynn Henderson | 120/240 | Distribution | Qty 36 SW275 solar panels | 9.9 | Solar | Residential | 551 Baywood Dr S | Dunedin | FL | 34698 | Approved | NM-FL Net Metering | FL | 2015-03-19 | Connected | Photovoltaic |  | 8.42 | South Coastal | Single | 2015-03-09 |  | 2015-03-09 | Executed
DC | Lake | Lynn Recuay | 120/240 | Distribution |  | 7.5 | Solar | Residential | 168 BAYOU BEND RD, SOLAR POWER | Groveland | FL | 34736 | Approved | NM-FL Net Metering | FL | 2014-11-13 | Connected | Photovoltaic |  | 6.38 | South Central | Single | 2014-11-07 |  | 2014-11-07 | Executed
DC | Sumter | Lynn Sauscermen |  | Distribution |  | 7.13 | Solar | Residential | 5067 COUNTY ROAD 125 | Wildwood | FL | 34785 | Approved | NM-FL Net Metering | FL | 2009-12-23 | Connected | Photovoltaic |  | 6.061 | North Coastal |  | 2014-09-10 |  |  | Executed
DC | Henry | Lynne Bannen | 120/240 | Distribution | eleven 175-W Sharp NT175U1 and eight 300-W Schott ASE-DGF/50 solar panels | 4.33 | Solar | Residential | 2443 State Road 38 E | New Castle | IN | 47362 | Approved | Net Metering - Standard Contract Rider No. 57 | IN | 2014-11-07 | Connected | Photovoltaic |  | 3.33 | Northern | Single | 2014-10-14 |  | 2014-10-14 | Executed
DC | Pinellas | Lynne Liscinski | 120/240 | Distribution | Solar World | 6 | Solar | Residential | 945 MAPLE RIDGE RD | Palm Harbor | FL | 34683 | Approved | NM-FL Net Metering | FL | 2015-01-09 | Connected | Photovoltaic |  | 5.1 | South Coastal | Single | 2015-01-11 |  | 2015-01-11 | Executed
DC | Pinellas | Lynne Stamey |  | Distribution |  | 5.04 | Solar | Residential | 470 COFFEE POT RIVIERA ST NE | St Petersburg | FL | 33704 | Approved | NM-FL Net Metering | FL | 2009-11-04 | Connected | Photovoltaic |  | 4.284 | South Coastal |  | 2014-09-10 |  |  | Executed
DC | Volusia | Lynor Lisi |  | Distribution |  | 5.04 | Solar | Residential | 830 STONEHENGE LN | Deland | FL | 32720 | Approved | NM-FL Net Metering | FL | 2010-04-06 | Connected | Photovoltaic |  | 4.284 | North Central |  | 2014-09-10 |  |  | Executed
DC | Alamance | Joel David King | 120/240 | Distribution |  | 3.24 | Solar | Residential | 2672 Jacobs Trail | Burlington | NC | 27215 | Approved | SCG-NC Small Customer Generator Rider | Carolinas | 2008-11-20 | Connected | Photovoltaic |  | 3.24 | Northern | Single | 2011-04-07 |  | 2008-10-29 | Executed
DC | Alamance | Joel David King | 120/240 | Distribution |  | 3.24 | Solar | Residential | 2672 Jacobs Trail | Burlington | NC | 27215 | Approved | SCG-NC Small Customer Generator Rider | Carolinas | 2008-11-20 | Connected | Photovoltaic |  | 2.5 | Northern | Single | 2014-11-12 |  | 2014-11-12 | Executed
DC | Transylvania | Joe Cowart | 120/240 | Distribution | 24Qty Sunmodel Pri-Series XL 315 watts solar panels | 7.56 | Solar | Residential | 460 Lambs Creek Rd. | Brevard | NC | 28712 | Approved | NM-NC Net Metering | Carolinas | 2014-12-18 | Connected | Photovoltaic |  | 7.56 | Southern | Single | 2014-11-24 | 2014-12-15 | 2014-11-24 | Executed
DC | Cleveland | Main Street Solar, LLC |  | Distribution | Qty 21,660 (305 Watt) Trina TSM-305PD14 Solar Panels | 6606.3 | Solar | Non-Residential | 262 E. Main St. | Mooresboro | NC | 28114 | Pending | PP-N NC - Non-Hydroelectric Qualifying Facilities | Carolinas |  | Pending | Photovoltaic |  | 4998 | Central | 3-phase | 2015-03-12 |  | 2015-03-12 | Open
DC |  | Mainor Farm, LLC |  | Distribution |  |  | Solar | Non-Residential | Unknown | Rose Hill | NC | 0 | Cancelled |  | PEC Carolinas |  | Cancelled | Photovoltaic |  | 4998 | Unknown |  | 2014-10-21 |  | 2014-02-10 | Cancelled
DC | Laurens | Jody Fine | 120/240 | Distribution |  | 1.94 | Solar | Residential | 431 Mount Bethel Rd | Ware Shoals | SC | 29692 | Approved | PP-SC Purchased Power | Carolinas | 2008-08-28 | Connected | Photovoltaic | Fine PV Installation | 1.94 | Southern | Single | 2011-04-07 |  | 2008-06-05 | Executed
DC | Marion | Mainsail Solutions Inc Mainsail Solutions Inc | 120/240 | Distribution | Solar Array | 7.14 | Solar | Residential | 1177 Fiesta Key Cir | Lady Lake | FL | 32159 | Approved | NM-FL Net Metering | FL |  | Cancelled | Photovoltaic |  | 6.069 | North Coastal | Single | 2014-09-28 |  | 2014-09-28 | Cancelled
DC | LAKE | Mainsail Solutions Inc -1228 Fiesta Key Cir |  | Distribution |  | 2.88 | Solar | Non-Residential | 1228 Fiesta Key Cir, Mail Kiosk | Lady Lake | FL | 32159 | Approved | NM-FL Net Metering | FL | 2013-09-30 | Cancelled | Photovoltaic |  | 2.448 | North Coastal |  | 2014-09-10 |  |  | Cancelled
DC | Mecklenburg | Joanne Mazzaferro | 120/240 | Distribution | Qty 16 250W Sunmodule Solar Panels | 4 | Solar | Residential | 9609 Stanton Green Ct | Charlotte | NC | 28277 | Approved | NM-NC Net Metering | Carolinas | 2014-09-19 | Connected | Photovoltaic |  | 5.194 | Central | Single | 2014-08-18 | 2014-09-12 | 2014-08-18 | Executed
DC | Guilford | Joanne Altman | 120/240 | Distribution | QTY 18 Sun Edison Silvantis 270 W F-Series Solar Modules | 4.86 | Solar | Residential | 2239 Dunning CT | High Point | NC | 27265 | Approved | NM-NC Net Metering | Carolinas | 2014-11-25 | Connected | Photovoltaic |  | 4.5 | Northern | Single | 2014-09-29 | 2014-11-25 | 2014-09-29 | Executed
DC | POLK | M Stamper |  | Distribution |  | 7.65 | Solar | Residential | 806 HIDDEN PALMS DR | DAVENPORT | FL | 33892 | Approved | NM-FL Net Metering | FL | 2014-02-13 | Connected | Photovoltaic |  | 6.503 | South Central |  | 2014-09-10 |  |  | Executed
DC | Orange | M Eddy |  | Distribution |  | 7.92 | Solar | Residential | 11955 EDDY DR | Winter Garden | FL | 34787 | Approved | NM-FL Net Metering | FL | 2010-11-09 | Connected | Photovoltaic |  | 6.732 | South Central |  | 2014-09-10 |  |  | Executed
DC | Highlands | M J Assoc Hlthcr Cons Inc |  | Distribution |  | 25.2 | Solar | Non-Residential | 3202 SPARKLING DR | Sebring | FL | 33870 | Approved | NM-FL Net Metering | FL | 2009-12-29 | Connected | Photovoltaic |  | 21.42 | South Central |  | 2014-09-10 |  |  | Executed
| WABASH | MANCHESTER COMMUNITY SCHOOLS HIGH SCHOOL | 480Y/277 |  |  |  | Solar | Non-Residential | 1102 MARKET ST N | N MANCHESTER | IN | 46962 | Approved | Net Metering - Standard Contract Rider No. 57 | IN | 2004-11-19 | Connected | Photovoltaic |  | 1.8 | North | 3 phase |  |  |  | Executed
DC |  | Manchester University | 120/240 |  | thirty-two 255-W Kyocera KD-255 solar modules | 8.16 | Solar | Non-Residential | 1004 Orchard Dr S | New Manchester | IN | 46962 | Approved | Net Metering - Standard Contract Rider No. 57 | IN | 2015-05-05 | Connected | Photovoltaic |  | 6.88 | Northern |  | 2015-02-15 |  | 2015-02-15 | Executed
DC | Rutherford | Manford Solar, LLC |  | Distribution | Qty 21280 Trina TSM 305W Solar Panels | 6490 | Solar | Non-Residential | 180 Manford Dr | Bostic | NC | 28018 | Pending | PP-N NC - Non-Hydroelectric Qualifying Facilities | Carolinas |  | Pending | Photovoltaic |  | 4500 | Northern | 3-phase | 2015-03-04 |  | 2015-03-04 | Open
DC | Mecklenburg | Joanna Billingsley | 120/240 | Distribution | QTY 4 250 W Rensola Virtus II Solar Panels | 1 | Solar | Residential | 7118 Bevington Woods Ln | Charlotte | NC | 28277 | Approved | NM-NC Net Metering | Carolinas | 2015-03-23 | Connected | Photovoltaic |  | 0.86 | Central | Single | 2015-01-19 | 2015-03-20 | 2015-01-19 | Executed
DC | Marion | M Richards | 120/240 | Distribution | Rec Solar 255 Plus | 5.1 | Solar | Residential | 18799 NW 60TH AVE | Reddick | FL | 32686 | Approved | NM-FL Net Metering | FL | 2014-12-09 | Connected | Photovoltaic |  | 4.34 | North Coastal | Single | 2014-12-10 |  | 2014-12-10 | Executed
DC | Orange | Manuel Castellanos | 120/240 | Distribution | Qty 5 Q.Pro-G3/250watts, solar panels | 1.25 | Solar | Residential | 7476 Azalea Cove Cir | Orlando | FL | 32807 | Approved | NM-FL Net Metering | FL |  | Pending Meter Set | Photovoltaic |  | 1.06 | South Central | Single | 2015-06-15 |  | 2015-06-15 | Open
DC | HAMILTON | MANUEL CHAVEZ | single |  | thirty-eight 220-W solar panels | 8.36 | Solar | Residential | 2583 GRANDIN RD | CINCINNATI | OH | 45208 | Approved | Rider NM - Net Metering Rider - OH | OH/KY | 2010-07-22 | Connected | Photovoltaic |  | 7.22 | Central | 120/240 |  |  |  | Executed
DC | Forsyth | Manuelita MC Cardona | 120/240 | Distribution | QTY 16 OPT 275-60 Solar Panels | 4.4 | Solar | Residential | 400 Braeburn Dr | Winston Salem | NC | 27127 | Pending | NM-NC Net Metering | Carolinas |  | Pending | Photovoltaic |  | 3.84 | Northern | Single | 2015-06-15 |  | 2015-06-15 | Open
DC |  | Manway Solar, LLC |  | Distribution |  |  | Solar | Non-Residential | Unknown | Garland | NC | 0 | Approved |  | PEC Carolinas |  | Pending | Photovoltaic |  | 4998 | Unknown |  | 2014-10-21 |  | 2014-04-11 | Open
DC |  | Manway Solar, LLC |  | Distribution |  |  | Solar | Non-Residential | Unknown | Garland | NC | 0 | Cancelled |  | PEC Carolinas |  | Cancelled | Photovoltaic |  | 1976 | Unknown |  | 2014-10-21 |  | 2012-11-05 | Cancelled
DC |  | Manway Solar, LLC |  | Distribution | MEMC Silvantis M330 Module |  | Solar | Non-Residential | Unknown | Garland | NC | 0 | Cancelled |  | PEC Carolinas |  | Cancelled | Photovoltaic |  | 1998 | Eastern |  | 2014-10-21 |  | 2014-02-20 | Cancelled
DC |  | Manyway Solar LLC |  | Distribution | Qty 21,660 Canadian Solar 300W Solar Panels | 6480 | Solar | Non-Residential | 117 N Carolina 210 | Garland | NC | 28441 | Pending |  | PEC Carolinas |  | Pending | Photovoltaic |  | 4800 | Unknown | 3-phase | 2015-06-15 |  | 2015-06-15 | Open
DC | Buncombe | M. B. Haynes Corporation |  | Distribution |  | 12 | Solar | Non-Residential | 175 Deaverview Rd. | Asheville | NC | 28806 | Approved | Negotiated (NC) | PEC Carolinas | 2012-03-16 | Connected | Photovoltaic |  | 10 | Unknown |  | 2014-10-21 |  | 2012-02-23 | Executed
DC | Buncombe | M. B. Haynes Corporation |  | Distribution |  | 24 | Solar | Non-Residential | 175 Deaverview Rd. | Asheville | NC | 28806 | Approved | Negotiated (NC) | PEC Carolinas | 2012-03-16 | Connected | Photovoltaic |  | 21 | Unknown |  | 2014-10-21 |  | 2012-02-23 | Executed
DC | Wake | MA Engineering Consultants Inc. |  | Distribution |  | 56 | Solar | Non-Residential | 598 East Chatham Street, Suite 137 | Cary | NC | 27511 | Approved | NC NM-Net Metering for Renewable Energy Facilities | PEC Carolinas | 2014-06-09 | Connected | Photovoltaic |  | 43 | Unknown |  | 2014-10-21 |  | 2013-10-04 | Executed
DC | Pinellas | Mac Roopani |  | Distribution |  | 5.6 | Solar | Residential | 9017 BAYWOOD PARK DR | Largo | FL | 33777 | Approved | NM-FL Net Metering | FL | 2010-06-22 | Connected | Photovoltaic |  | 4.76 | South Coastal |  | 2014-09-10 |  |  | Executed
DC | Seminole | Mack Mcdaniel |  | Distribution |  | 5.06 | Solar | Residential | 475 N CAROLINA RUN | Sanford | FL | 32773 | Approved | NM-FL Net Metering | FL | 2010-07-13 | Connected | Photovoltaic |  | 4.301 | North Central |  | 2014-09-10 |  |  | Executed
DC | Alachua | Maddox Foundry & Machine |  | Distribution |  | 9.9 | Solar | Non-Residential | 13370 SW 170TH ST | ARCHER | FL | 32618 | Approved | NM-FL Net Metering | FL | 2011-08-31 | Connected | Photovoltaic |  | 8.415 | North Coastal |  | 2014-09-10 |  |  | Executed
DC |  | Madeline Hirschland | 120/240 | Distribution | twelve 235-W Schott Perform Poly solar panels | 2.82 | Solar | Residential | 1228 E Maxwell Lane | Bloomington | IN | 47401 | Approved | Net Metering - Standard Contract Rider No. 57 | IN | 2011-09-26 | Connected | Photovoltaic |  | 2.58 | Southern | Single | 2011-09-02 |  | 2011-09-02 | Executed
DC | Seminole | Madura King | 120/240 | Distribution | Qty 43 Suniva 270W Solar Panels | 11.6 | Solar | Residential | 170 Hilltop Pl | Altamonte Springs | FL | 32701 | Approved | NM-FL Net Metering | FL | 2015-05-04 | Connected | Photovoltaic |  | 9.869 | North Central | Single | 2015-04-28 |  | 2015-04-28 | Executed
DC | Catawba | Joann Siverling | 120/240 | Distribution | 3 Kyocera KD240 Modules | 2.21 | Solar | Residential | 2627 Easter St | Maiden | NC | 28650 | Approved | NM-NC Net Metering | Carolinas | 2012-07-27 | Connected | Photovoltaic |  | 2.58 | Southern | Single | 2012-06-21 | 2012-07-25 | 2012-06-21 | Executed
DC | Highlands | Magali Sanchez |  | Distribution |  | 5.04 | Solar | Residential | 1601 ROBERTA AVE | Sebring | FL | 33870 | Approved | NM-FL Net Metering | FL | 2009-08-10 | Connected | Photovoltaic |  | 4.284 | South Central |  | 2014-09-10 |  |  | Executed
DC | HAMILTON | MARCI TAYLOR | single |  | ten 175-W Suntech Black Label 175S-24/Ab-1 solar panels | 1.75 | Solar | Residential | 215 RITCHIE | CINCINNATI | OH | 45215 | Approved | Rider NM - Net Metering Rider - OH | OH/KY | 2010-11-18 | Connected | Photovoltaic |  | 1.75 | Central | 120/240 |  |  |  | Executed
DC | Lake | Magaret Rogers |  | Distribution |  | 6.16 | Solar | Residential | 115 CUPANIA CT | Groveland | FL | 34736 | Approved | NM-FL Net Metering | FL | 2012-10-01 | Connected | Photovoltaic |  | 5.236 | South Central |  | 2014-09-10 |  |  | Executed
DC | Wakulla | Magnus Peavy |  | Distribution |  | 7.56 | Solar | Residential | 1005 RIVER PLANTATION RD | CRAWFORDVILLE | FL | 32327 | Approved | NM-FL Net Metering | FL | 2013-01-04 | Connected | Photovoltaic |  | 6.426 | North Coastal |  | 2014-09-10 |  |  | Executed
DC | Wake | Mahadev Enterprises, LLC |  | Distribution |  | 11.5 | Solar | Non-Residential | 832 Old Apex Road | Cary | NC | 27513 | Approved | Negotiated (NC) | PEC Carolinas | 2012-04-26 | Connected | Photovoltaic |  | 9 | Unknown |  | 2014-10-21 |  | 2011-09-13 | Executed
DC | BUTLER | MARCIA & MICHAEL EASON | single |  | thirty 142-W and four 72-W Sharp solar panels | 4.55 | Solar | Residential | 9004 AMY MARIE DR | WEST CHESTER | OH | 45069 | Approved | Rider NM - Net Metering Rider - OH | OH/KY | 2009-08-12 | Connected | Photovoltaic |  | 4.548 | South | 120/240 |  |  |  | Executed
DC | ORANGE | Maher Mahmoud |  | Distribution |  | 10 | Solar | Residential | 2848 WHISTLE WOOD DR | ORLANDO | FL | 32810 | Approved | NM-FL Net Metering | FL | 2014-01-23 | Connected | Photovoltaic |  | 8.5 | North Central |  | 2014-09-10 |  |  | Executed
DC | Davidson | Joan Wright | 120/240 | Distribution | qty 24: QCell 270W BLK solar panels | 6.48 | Solar | Residential | 4866 Old Greenboro Rd | Thomasville | NC | 27360 | Approved | NM-NC Net Metering | Carolinas | 2015-06-08 | Connected | Photovoltaic |  | 6 | Northern | Single | 2015-04-27 | 2015-06-04 | 2015-04-27 | Executed
DC | Forsyth | Marcus J Cormack | 120/240 | Distribution | Qty 12 Solar World 280W Solar Panels | 3.36 | Solar | Residential | 8901 Harpers Grove Ln | Clemmons | NC | 27012 | Cancelled | NM-NC Net Metering | Carolinas |  | Cancelled | Photovoltaic |  | 2.88 | Southern | Single | 2015-05-13 |  | 2015-05-13 | Cancelled
DC | WARREN | MARCUS SCHUELKE | single |  | thirty Schuco SPV210 SMAU-1 solar modules | 6.3 | Solar | Residential | 7911 SOUTH TRAIL CT | MASON | OH | 45040 | Approved | Rider NM - Net Metering Rider - OH | OH/KY | 2009-07-29 | Connected | Photovoltaic |  | 6 | North | 120/240 |  |  |  | Executed
DC | Johnston | Main Building - Manheim Remarketing Inc. |  | Distribution |  | 155 | Solar | Non-Residential | Unknown | Kenly | NC | 27542 | Approved | NC NM-Net Metering for Renewable Energy Facilities | PEC Carolinas | 2014-02-04 | Connected | Photovoltaic |  | 123 | Unknown |  | 2014-10-21 |  | 2013-09-20 | Executed
DC | LAKE | Mainsail Mainsail Solutions Inc |  | Distribution |  | 6.24 | Solar | Residential | 1172 FIESTA KEY CIR | LADY LAKE | FL | 32159 | Approved | NM-FL Net Metering | FL | 2014-07-14 | Connected | Photovoltaic |  | 5.304 | North Coastal |  | 2014-09-10 |  |  | Executed
DC | LAKE | Mainsail Solutions Inc- 1262 Fiesta Key Cir |  | Distribution |  | 5.17 | Solar | Residential | 1262 Fiesta Key Cir | Lady Lake | FL | 32159 | Approved | NM-FL Net Metering | FL | 2014-06-06 | Connected | Photovoltaic |  | 4.395 | North Coastal |  | 2014-09-10 |  |  | Executed
DC | Marion | Mainsail Solutions Inc Mainsail Solutions Inc | 120/240 | Distribution | Solar Array | 6.72 | Solar | Residential | 1252 FIESTA KEY CIR | Lady Lake | FL | 32159 | Approved | NM-FL Net Metering | FL | 2015-01-05 | Connected | Photovoltaic |  | 5.71 | North Coastal | Single | 2015-01-02 |  | 2015-01-02 | Executed
DC | BUNCOMBE | Margaret Bennett | 120/240 |  |  | 4.13 | Solar | Residential | 339 Ridge View Drive | Asheville | NC | 28803 | Cancelled | NC CSP-Cogeneration and Small Power Producer-Sell All | PEC Carolinas | 2008-12-31 | Cancelled | Photovoltaic |  | 3.3 | Western | Single | 2012-10-18 |  |  | Cancelled
DC | Orange | Maitland Tire Company |  | Distribution |  | 7.38 | Solar | Non-Residential | 233 N ORLANDO AVE | Maitland | FL | 32721 | Approved | NM-FL Net Metering | FL | 2011-07-28 | Connected | Photovoltaic |  | 6.273 | North Central |  | 2014-09-10 |  |  | Executed
DC | ORANGE | Majick Plants LLC, Dba Utopia Foliage Service |  | Distribution |  | 15.12 | Solar | Non-Residential | 1821 W KELLY PARK RD | APOPKA | FL | 32712 | Approved | NM-FL Net Metering | FL | 2014-03-06 | Connected | Photovoltaic |  | 12.852 | North Central |  | 2014-09-10 |  |  | Executed
DC | Durham | Jo Ann R. Lytle Olson | 120/240 | Distribution |  | 3.01 | Solar | Residential | 4117 King Charles Rd | Durham | NC | 27707 | Approved | NM-NC Net Metering | Carolinas | 2009-12-30 | Connected | Photovoltaic |  | 3 | Northern | Single | 2011-04-07 |  | 2009-11-11 | Executed
DC | Guilford | Jimmy Merritt | 120/240 | Distribution | Qty 20 Suniva OPT270W Solar Panels | 5.4 | Solar | Residential | 704 Trevor Ct. | Browns Summit | NC | 27214 | Approved | NM-NC Net Metering | Carolinas | 2015-03-30 | Connected | Photovoltaic |  | 5 | Northern | Single | 2015-02-23 | 2015-03-27 | 2015-02-23 | Executed
DC | Orange | Manuel Vaz |  | Distribution |  | 4.92 | Solar | Residential | 10022 CYPRESS GLEN PL | Orlando | FL | 32825 | Approved | NM-FL Net Metering | FL | 2009-09-30 | Connected | Photovoltaic |  | 4.182 | South Central |  | 2014-09-10 |  |  | Executed
DC | Orange | Marappa Nalluswami | 120/240 | Distribution | Qty 21 Sunpower 327watts, Solar Panels | 6.87 | Solar | Residential | 2807 Balforn Tower Way | Winter Garden | FL | 34787 | Approved | NM-FL Net Metering | FL | 2015-04-28 | Connected | Photovoltaic |  | 5.836 | South Central | Single | 2015-04-23 |  | 2015-04-23 | Executed
DC | Orange | Marbella Pointe Dev Grp Lllp |  | Distribution |  | 40.25 | Solar | Non-Residential | 7528 MARBELLA POINTE DR, CLUBHOUSE | Orlando | FL | 32822 | Approved | NM-FL Net Metering | FL | 2009-10-27 | Connected | Photovoltaic |  | 34.213 | South Central |  | 2014-09-10 |  |  | Executed
DC | Caldwell | Jimmy Lynn Council | 120/240 | Distribution | qty 30 245 watts ET-P660245B | 7.35 | Solar | Residential | 4517 Walnut Drive | Granite Falls | NC | 28630 | Approved | NM-NC Net Metering | Carolinas | 2013-08-06 | Connected | Photovoltaic |  | 6.45 | Central | Single | 2013-02-26 | 2013-07-24 | 2013-02-26 | Executed
DC | Harnett | Marc L & Kathy J Daymude |  | Distribution |  | 5.88 | Solar | Residential | 1610 Stanton Hill Rd | Cameron | NC | 28326 | Approved | NC NM-Net Metering for Renewable Energy Facilities | PEC Carolinas | 2012-10-22 | Connected | Photovoltaic |  | 4.7 | Southern | Single | 2012-12-27 |  |  | Executed
DC | Buncombe | Marc Parham |  | Distribution |  | 5 | Solar | Residential | 17 Warwick Place | Asheville | NC | 28804 | Approved | NC CSP-Cogeneration and Small Power Producer-Sell All | PEC Carolinas | 2012-12-07 | Connected | Photovoltaic |  | 4 | Western | Single | 2012-12-27 |  |  | Executed
DC | Highlands | Marc Piety | 120/240 | Distribution | Qty 39 Renesola 250W Solar Panels | 9.75 | Solar | Residential | 3707 Grand Prix Dr | Sebring | FL | 33872 | Approved | NM-FL Net Metering | FL | 2015-06-03 | Connected | Photovoltaic |  | 8.288 | South Central | Single | 2015-05-20 |  | 2015-05-20 | Executed
DC | Pinellas | Marc Marc Rutenberg Homes Inc |  | Distribution |  | 15 | Solar | Residential | 2712 DEER TRACK WAY | PALM HARBOR | FL | 34685 | Approved | NM-FL Net Metering | FL | 2012-09-21 | Connected | Photovoltaic |  | 12.75 | South Coastal |  | 2014-09-10 |  |  | Executed
DC | Highlands | Marc Sander |  | Distribution |  | 4.8 | Solar | Residential | 4258 NORTH COURSE LN | AVON PARK | FL | 33825 | Approved | NM-FL Net Metering | FL | 2012-06-29 | Connected | Photovoltaic |  | 4.08 | South Central |  | 2014-09-10 |  |  | Executed
DC | Seminole | Marcella Cameron |  | Distribution |  | 6.8 | Solar | Residential | 1151 NEEDLEWOOD LOOP | Oviedo | FL | 32765 | Approved | NM-FL Net Metering | FL | 2012-02-02 | Connected | Photovoltaic |  | 5.78 | North Central |  | 2014-09-10 |  |  | Executed
DC | Pinellas | Marcella F Pudney | 120/240 | Distribution | Renesola | 1 | Solar | Residential | 7266 ORKNEY AVE N | St. Petersburg | FL | 33709 | Approved | NM-FL Net Metering | FL | 2014-10-23 | Connected | Photovoltaic |  | 0.85 | South Coastal | Single | 2014-10-22 |  | 2014-10-22 | Executed
DC |  | Marcia Alscher | 120/240 | Distribution | fifteen 260-W Suniva OPT260 solar panels | 3.9 | Solar | Residential | Rawson Farm Lot #10 3713 Rawson Farm Ln | Cincinnati | OH | 45220 | Approved | Rider NM - Net Metering Rider - OH | OH/KY | 2013-07-23 | Connected | Photovoltaic |  | 3.225 | Central | Single | 2013-07-03 |  | 2013-07-03 | Executed
DC | Orange | Marcia B Holt | 120/240 | Distribution |  | 2 | Solar | Residential | 11836 THATCHER AVE | Orlando | FL | 32836 | Approved | NM-FL Net Metering | FL | 2014-12-10 | Connected | Photovoltaic |  | 1.7 | South Central | Single | 2014-12-15 |  | 2014-12-15 | Executed
DC | Pinellas | Maria Jones |  | Distribution |  | 5.04 | Solar | Residential | 828 3RD AVE S | TIERRA VERDE | FL | 33715 | Approved | NM-FL Net Metering | FL | 2012-07-13 | Cancelled | Photovoltaic |  | 4.284 | South Coastal | Single | 2014-09-10 |  |  | Cancelled
DC | Lake | Marcia E Walsh | 120/240 | Distribution |  | 6.5 | Solar | Residential | 114 Salt Marsh Ln, Solar Power | Groveland | FL | 34736 | Approved | NM-FL Net Metering | FL | 2014-09-05 | Connected | Photovoltaic |  | 5.53 | South Central | Single | 2014-09-28 |  | 2014-09-28 | Executed
DC | Chatham | Marcie Riches | 120/240 | Distribution | Qty 12 (170 Watt) Kyocera KC170GT | 2.04 | Solar | Residential | 270 Bingham Ridge Dr | Pittsboro | NC | 27312 | Approved | NC NM-Net Metering for Renewable Energy Facilities | PEC Carolinas | 2014-01-13 | Connected | Photovoltaic |  | 1.632 | Northern | Single | 2015-06-05 |  | 2015-06-05 | Executed
DC | ORANGE | Marcin Borzym |  | Distribution |  | 5 | Solar | Residential | 843 BLOOMINGDALE DRIVE | ORLANDO | FL | 32828 | Approved | NM-FL Net Metering | FL | 2013-10-02 | Connected | Photovoltaic |  | 4.25 | North Central |  | 2014-09-10 |  |  | Executed
DC | Orange | Jimmy L Travis | 120/240 | Distribution | Qty 24 327W Sunpower Solar Panels | 7.85 | Solar | Residential | 4308 Governor Scott Rd | Efland | NC | 27243 | Approved | NM-NC Net Metering | Carolinas | 2014-11-21 | Connected | Photovoltaic |  | 7.6 | Northern | Single | 2014-10-08 | 2014-11-21 | 2014-10-08 | Executed
DC | Volusia | Margaret A Ragsdale | 120/240 | Distribution |  | 3.15 | Solar | Residential | 1594 Lincolnshire Dr | Deland | FL | 32724 | Approved | NM-FL Net Metering | FL | 2015-01-19 | Connected | Photovoltaic |  | 2.678 | North Central | Single | 2015-05-04 |  | 2015-05-04 | Executed
DC | Cabarrus | Jim and Robin Weaver | 120/240 | Distribution | QTY 12 Mage 250W | 3 | Solar | Residential | 9908 Madres Ct | Concord | NC | 28027 | Approved | NM-NC Net Metering | Carolinas | 2014-06-03 | Connected | Photovoltaic |  | 3 | Central | Single | 2014-04-11 | 2014-05-22 | 2014-04-11 | Executed
DC | Wake | Margaret Ann Guy | 120/240 | Distribution | Qty 8 Sharp 250W Modules | 1.72 | Solar | Residential | 7819 Harps Mill Rd | Raleigh | NC | 27615 | Approved | NC NM-Net Metering for Renewable Energy Facilities | PEC Carolinas | 2014-02-04 | Connected | Photovoltaic |  | 1.72 | Northern | Single | 2013-11-25 |  | 2013-11-25 | Executed
DC | Orange | Jim & Lind Alexander | 120/240 | Distribution |  | 4 | Solar | Residential | 210 Stagecoach Rd | Chapel Hill | NC | 27514 | Approved | PP-N NC - Non-Hydroelectric Qualifying Facilities | Carolinas | 2007-11-02 | Connected | Photovoltaic | Alexander PV Installation | 4 | Northern | Single | 2011-04-07 |  | 2007-10-02 | Executed
DC | Lake | Margaret Jacobellis | 120/240 | Distribution | Qty 24 Canadian CS6P-255watts, Solar Panels | 6.12 | Solar | Residential | 325 Silver Maple Rd. | Groveland | FL | 34736 | Approved | NM-FL Net Metering | FL | 2015-05-18 | Connected | Photovoltaic |  | 5.2 | South Central | Single | 2015-04-23 |  | 2015-04-23 | Executed
DC | Rowan | Marie A. Licata | 120/240 | Distribution | Qty 8 Q.Pro-G3 250watts, Solar Panels | 2 | Solar | Residential | 5425 Creekwood Dr. | Salisbury | NC | 28147 | Pending | NM-NC Net Metering | Carolinas |  | Pending | Photovoltaic |  | 1.72 | Central | Single | 2015-06-17 |  | 2015-06-17 | Open
DC | Harnett | Marie Gray | 120/240 | Distribution | Qty 12 Sunmodule 275W PV Modules | 3.3 | Solar | Residential | 805 Parrish St | Lillington | NC | 27546 | Pending | NC NM-Net Metering for Renewable Energy Facilities | PEC Carolinas |  | Pending | Photovoltaic |  | 2.88 | Eastern | Single | 2015-03-19 |  | 2015-03-19 | Open
DC | Guilford | Jillian S Haeseler | 120/240 | Distribution | Qty 10 (260 Watt) Suniva OPT 260-60-4-1B0 | 2.6 | Solar | Residential | 4819 Ferncrest Dr | Greensboro | NC | 27410 | Approved | NM-NC Net Metering | Carolinas | 2013-09-18 | Connected | Photovoltaic |  | 2.15 | Northern | Single | 2013-08-13 | 2013-08-29 | 2013-08-13 | Executed
DC | Pinellas | Margaret Lynn Denson | 120/240 | Distribution | Renesola | 1 | Solar | Residential | 5100 41ST ST S | St. Petersburg | FL | 33711 | Approved | NM-FL Net Metering | FL | 2014-12-26 | Connected | Photovoltaic |  | 0.85 | South Coastal | Single | 2014-12-21 |  | 2014-12-21 | Executed
DC | Clermont | Margaret M Fischer | 120/240 | Distribution | twenty-six 320-W Suniva solar panels | 8.32 | Solar | Residential | 5421 Overlook Dr | Milford | OH | 45150 | Approved | Rider NM - Net Metering Rider - OH | OH/KY | 2015-03-05 | Connected | Photovoltaic |  | 7.6 | East | Single | 2015-02-18 |  | 2015-02-18 | Executed
DC | Wake | Margaret Parrott | 120/240 | Distribution | QTY 12 Lightway 235 Solar modules | 2.82 | Solar | Residential | 212 Needwill Ct | Knightdale | NC | 27545 | Approved | NC NM-Net Metering for Renewable Energy Facilities | PEC Carolinas | 2014-02-27 | Connected | Photovoltaic |  | 2.82 | Northern | Single | 2013-12-26 |  | 2013-12-26 | Executed
DC | Volusia | Margaret Scatchard |  | Distribution |  | 6.16 | Solar | Residential | 1605 LAMBROOK DR, SOLAR POWER | Deland | FL | 32724 | Approved | NM-FL Net Metering | FL | 2012-09-28 | Connected | Photovoltaic |  | 5.236 | North Central |  | 2014-09-10 |  |  | Executed
DC | Citrus | Margaret Sitterly | 120/240 | Distribution | Qty 14 SW285watts, solar panels |  | Solar | Residential | 5628 N Gentle Pt | Beverly Hills | FL | 34465 | Approved | NM-FL Net Metering | FL | 2015-06-15 | Connected | Photovoltaic |  | 3.4 | North Coastal | Single | 2015-06-10 |  | 2015-06-10 | Executed
DC | Pinellas | Margaret Valentino |  | Distribution |  | 7.59 | Solar | Residential | 682 EASTVIEW RD | Largo | FL | 33770 | Approved | NM-FL Net Metering | FL | 2011-04-25 | Connected | Photovoltaic |  | 6.452 | South Coastal |  | 2014-09-10 |  |  | Executed
DC | CITRUS | Margrette Miller |  | Distribution |  | 10.6 | Solar | Residential | 202 NW BAY PATH DRIVE | CRYSTAL RIVER | FL | 34428 | Approved | NM-FL Net Metering | FL | 2013-08-09 | Connected | Photovoltaic |  | 9.01 | North Coastal |  | 2014-09-10 |  |  | Executed
DC | Pinellas | Maria Castaldi |  | Distribution |  | 5.17 | Solar | Residential | 575 NORMANDY RD | St Petersburg | FL | 33708 | Approved | NM-FL Net Metering | FL | 2010-08-18 | Connected | Photovoltaic |  | 4.395 | South Coastal |  | 2014-09-10 |  |  | Executed
DC | Polk | Maria Collaso | 120/240 | Distribution | SolarWorld | 10 | Solar | Residential | 2402 DORADO AVE | Haines City | FL | 33844 | Approved | NM-FL Net Metering | FL | 2014-11-21 | Connected | Photovoltaic |  | 8.5 | South Central | Single |  |  |  | Executed
DC | Gaston | Mariposa Solar Center, LLC |  | Distribution | Qty 16664 (300 Watt ) Yingli YL300P-35b | 4999 | Solar | Non-Residential | 533 Blacksnake Rd | Shelby | NC | 28164 | Pending | PP-N NC - Non-Hydroelectric Qualifying Facilities | Carolinas |  | Pending IA | Photovoltaic |  | 4999 | Central | 3-phase | 2013-09-19 |  | 2013-09-19 | Open
DC | Pinellas | Marisleydis Escobar | 120/240 | Distribution | Qty 4 SW250W, solar panels | 1 | Solar | Residential | 6300 38th Ave N (RPI BLUE) | St Petersburg | FL | 33710 | Pending | NM-FL Net Metering | FL |  | Pending | Photovoltaic |  | 0.85 | South Coastal | Single | 2015-06-03 |  | 2015-06-03 | Open
DC | Orange | Maria E Hanson | 120/240 | Distribution | SW 38 | 10.63 | Solar | Residential | 5609 OXFORD MOOR BLVD | Windermere | FL | 34786 | Approved | NM-FL Net Metering | FL | 2014-12-01 | Connected | Photovoltaic |  | 9.04 | South Central | Single | 2014-11-29 |  | 2014-11-29 | Executed
DC | MOORE | Marjorie Burgess | 120/240 |  |  | 3.53 | Solar | Non-Residential | 121 E. Salisbury Street | Robbins | NC | 27325 | Approved | NC CSP-Cogeneration and Small Power Producer-Sell All | PEC Carolinas | 2010-10-01 | Connected | Photovoltaic |  | 2.82 | Southern | Single | 2012-10-18 |  |  | Executed
DC | Orange | Maria Perez |  | Distribution |  | 4.8 | Solar | Residential | 350 LAKE SEMINARY CIR | Maitland | FL | 32751 | Approved | NM-FL Net Metering | FL | 2011-09-09 | Connected | Photovoltaic |  | 4.08 | North Central |  | 2014-09-10 |  |  | Executed
DC | Jackson | Jessie Retherford | 120/240 | Distribution | 12 (250 Watt) Suniva Optimus Silver Solar Panels | 3 | Solar | Residential | 469 Moody Bridge RD | Cullowhee | NC | 28723 | Approved | NM-NC Net Metering | Carolinas | 2012-06-22 | Connected | Photovoltaic |  | 3 | Southern | Single | 2012-04-05 |  | 2012-04-05 | Executed
DC | Wake | Maria Gomes | 120/240 | Distribution | 7 Motech | 1.75 | Solar | Residential | 8820 Forester Ln | Cary | NC | 27513 | Approved | NM-NC Net Metering | PEC Carolinas | 2014-05-08 | Connected | Photovoltaic |  | 1.5 | Northern | Single | 2013-11-26 |  | 2013-11-26 | Executed
DC | Volusia | Maria Ibarra | 120/240 | Distribution | Qty 40 Canadian CS6P 255W Solar Panels | 10.2 | Solar | Residential | 2260 E Old Mill Dr | Deltona | FL | 32725 | Approved | NM-FL Net Metering | FL | 2015-06-02 | Connected | Photovoltaic |  | 8.67 | North Central | Single | 2015-05-21 |  | 2015-05-21 | Executed
DC | Wilkes | Mark A Mautner | 120/240 | Distribution | Qty 24: Crystalline PV Module CHSM6610P 255W solar panels | 6.12 | Solar | Residential | 197 Point Lookout Rd | Wilkesboro | NC | 28697 | Pending | NM-NC Net Metering | Carolinas |  | Pending | Photovoltaic |  | 5.16 | Northern | Single | 2015-04-22 |  | 2015-04-22 | Open
DC | Lake | Maria Medenilla | 120/240 | Distribution | Qty 22 Canadian CS6P-255Watts, Solar Panels | 5.61 | Solar | Residential | 410 Silver Maple Rd, Solar Pwr | Groveland | FL | 34736 | Approved | NM-FL Net Metering | FL | 2015-05-06 | Connected | Photovoltaic |  | 4.768 | South Central | Single | 2015-04-21 |  | 2015-04-21 | Executed
DC | Buncombe | Maria Moreno | 120/240 | Distribution |  | 1.25 | Solar | Residential | 45 Hamburg Drive | Weaverville | NC | 28787 | Approved | NC NM-Net Metering for Renewable Energy Facilities | PEC Carolinas | 2012-05-30 | Connected | Photovoltaic |  | 1 | Western | Single | 2012-10-18 |  | 2013-06-26 | Executed
DC | Orange | Mark A. Powers | 120/240 | Distribution |  | 2.4 | Solar | Residential | 14 Sweetbriar Ln | Chapel Hill | NC | 27514 | Approved | PP-N NC - Non-Hydroelectric Qualifying Facilities | Carolinas | 2007-07-06 | Cancelled | Photovoltaic | Powers PV Installation | 2.4 | Northern | Single | 2011-04-07 |  | 2007-05-22 | Cancelled
DC |  | Maria Weese | 120/240 | Distribution | twenty-eight 220-W Sanyo solar panels | 6.16 | Solar | Residential | 5480 Brown Rd | Oxford | OH | 45056 | Approved | Rider NM - Net Metering Rider - OH | OH/KY | 2014-08-22 | Connected | Photovoltaic |  | 5.88 | South | Single | 2014-08-21 |  | 2014-08-21 | Executed
DC | Volusia | Maria-Ana Jeanellee Co | 120/240 | Distribution | Qty 24 Sunpower 327W Solar Panels | 7.85 | Solar | Residential | 1760 Timber Oaks Ct | Deland | FL | 32724 | Approved | NM-FL Net Metering | FL | 2015-06-05 | Connected | Photovoltaic |  | 6.671 | North Central | Single | 2015-06-01 |  | 2015-06-01 | Executed
DC | Greenville | Jerry Simms | 120/240 | Distribution | QTY 36 Canadian Solar 250 Watt panels | 9 | Solar | Residential | 28 Blackburn St | Greenville | SC | 29607 | Approved | NM-SC Net Metering | Carolinas | 2014-12-26 | Connected | Photovoltaic |  | 9 | Southern | Single | 2014-10-30 | 2014-12-23 | 2014-10-30 | Executed
DC | BUNCOMBE | Mark Blessington | 120/240 |  |  | 6.63 | Solar | Residential | 130 Lynn Cove Road | Asheville | NC | 28804 | Approved | NC CSP-Cogeneration and Small Power Producer-Sell All | PEC Carolinas | 2007-11-30 | Connected | Photovoltaic |  | 5.3 | Western | Single | 2012-10-18 |  |  | Executed
DC | Iredell | Jerry Mcguire | 120/240 | Distribution | Qty 10 Sunmodule Plus 270w PV modules | 2.7 | Solar | Residential | 360 W Mclelland Ave | Mooresville | NC | 28115 | Approved | NM-NC Net Metering | Carolinas | 2015-03-31 | Connected | Photovoltaic |  | 2.4 | Central | Single | 2015-01-28 | 2015-03-11 | 2015-01-28 | Executed
DC | Greenville | Jerry Smith | 120/240 | Distribution | QTY 12 Canadian Solar 250 Modules | 3 | Solar | Residential | 208 E Buckhorn ST | Greenville | SC | 29609 | Approved | NM-SC Net Metering | Carolinas | 2014-04-29 | Connected | Photovoltaic |  | 3 | Southern | Single | 2014-04-11 | 2014-04-21 | 2014-04-11 | Executed
DC | Guilford | Jerry Greene | 208Y/120 | Distribution | qty 12 Mage Solar 240/6PL.US.AC | 2.88 | Solar | Residential | 3500 Hines Chapel Road | McLeansville | NC | 27301 | Approved | NM-NC Net Metering | Carolinas | 2014-04-30 | Connected | Photovoltaic |  | 2.856 | Northern | Single | 2013-05-07 | 2013-07-17 | 2013-05-07 | Executed
DC | Mecklenburg | Jerry and Stephanie Boyce Jr | 120/240 | Distribution | Qty 4 Renesola JC250M-24 Solar panels | 1 | Solar | Residential | 6653 Blythedale Dr | Charlotte | NC | 28213 | Approved | NM-NC Net Metering | Carolinas | 2015-03-19 | Connected | Photovoltaic |  | 0.86 | Central | Single | 2014-12-04 | 2015-03-17 | 2014-12-04 | Executed
DC | Pinellas | Marie Harmon |  | Distribution |  | 5.04 | Solar | Residential | 1243 IDLEWILD DR | CLEARWATER | FL | 33755 | Approved | NM-FL Net Metering | FL | 2014-04-11 | Connected | Photovoltaic |  | 4.284 | South Coastal |  | 2014-09-10 |  |  | Executed
DC | Spartanburg | Mark Christian Hall | 120/240 | Distribution | Four (185 Watt) Westinghouse WS-185-1-AC1-A-A | 0.74 | Solar | Residential | 1099 Springfield Rd | Spartanburg | SC | 29316 | Approved | NM-SC Net Metering | Carolinas | 2012-05-11 | Superseded | Photovoltaic |  | 0.76 | Southern | Single | 2012-03-27 |  | 2012-03-27 | Superceded
DC | Pinellas | Marie Ellis |  | Distribution |  | 2.66 | Solar | Residential | 102 Fulton St. | Tarpon Springs | FL | 34689 | Approved | NM-FL Net Metering | FL | 2007-01-22 | Connected | Photovoltaic |  | 2.261 | South Coastal |  | 2014-09-10 |  |  | Executed
DC | Seminole | Marie Sam | 120/240 | Distribution | Qty 34 Canadian CS6P 255W Solar Panels | 8.7 | Solar | Residential | 5212 N Woodcrest Dr | Winter Park | FL | 32792 | Approved | NM-FL Net Metering | FL | 2015-05-01 | Connected | Photovoltaic |  | 7.37 | North Central | Single | 2015-04-27 |  | 2015-04-27 | Executed
DC | Lake | Marie T Kerr | 120/240 | Distribution | Qty 30 (250 Watt) Yingli YL250P-29b | 7.5 | Solar | Residential | 307 Salt Marsh Ln | Solar Power Groveland | FL | 34736 | Approved | NM-FL Net Metering | FL | 2015-02-13 | Connected | Photovoltaic |  | 6.38 | South Central | Single | 2015-02-05 |  | 2015-02-05 | Executed
DC | Tippecanoe | Marifran Mattson | 120/240 | Distribution | thirty-six 238-W SunPower SPR-238-WHT solar modules | 8.57 | Solar | Residential | 1300 Shenandoah Dr | Lafayette | IN | 47905 | Approved | Net Metering - Standard Contract Rider No. 57 | IN | 2014-03-20 | Connected | Photovoltaic |  | 8 | Southern | Single | 2014-03-18 |  | 2014-03-18 | Executed
DC | BROWN | Marilyn Glover | 120/240 | Distribution | forty-five 185-W solar panels | 8.33 | Solar | Residential | 420 HIGH N | MOUNT ORAB | OH | 45154 | Approved | Rider NM - Net Metering Rider - OH | OH/KY | 2011-02-07 | Connected | Photovoltaic |  | 8.325 | East | Single | 2011-05-11 |  | 2011-05-11 | Executed
DC | Alamance | Jerome M. Levit | 120/240 | Distribution | Sharpe NE- 165 watt | 2 | Solar | Residential | 4371 Russell Rd | Graham | NC | 27253 | Approved | NM-NC Net Metering | Carolinas | 2014-02-13 | Connected | Photovoltaic |  | 2 | Northern | Single | 2013-12-10 | 2014-02-14 | 2013-12-10 | Executed
DC | Rowan | Jeremiah and Laura Loscalzo | 120/240 | Distribution | QTY 12 Sunmodule SW 275 | 5.5 | Solar | Residential | 3641 Gordon St | Terrell | NC | 28682 | Approved | NM-NC Net Metering | Carolinas | 2014-06-16 | Connected | Photovoltaic |  | 4.3 | Central | Single | 2014-04-02 | 2014-06-05 | 2014-04-02 | Executed
DC | SEMINOLE | Marion Huggins |  | Distribution |  | 10 | Solar | Residential | 340 SMITH ST | OVIEDO | FL | 32765 | Approved | NM-FL Net Metering | FL | 2014-02-17 | Connected | Photovoltaic |  | 8.5 | North Central |  | 2014-09-10 |  |  | Executed
DC | Monroe | Marion Krefeldt | 120/240 | Distribution | twenty-six 245-W Bosch solar panels and eight 260-W LG MonoX solar panels | 8.45 | Solar | Residential | 1910 1st St E | Bloomington | IN | 47401 | Approved | Net Metering - Standard Contract Rider No. 57 | IN | 2014-07-28 | Connected | Photovoltaic |  | 7.31 | Southern | Single | 2014-07-15 |  | 2014-07-15 | Executed
DC | Hamilton | Marjorie Albrechta | 120/240 | Distribution | twenty 260-W LG260 Monox solar modules | 5.2 | Solar | Residential | 5408 Fayridge Ct | Cincinnati | OH | 45238 | Approved | Rider NM - Net Metering Rider - OH | OH/KY | 2014-03-11 | Connected | Photovoltaic |  | 5.2 | Central | Single | 2014-03-06 |  | 2014-03-06 | Executed
DC | Stokes | Jennifer Sealey | 120/240 | Distribution | Suniva Optimus OPT255.60-4.1BO | 2.36 | Solar | Residential | 1040 Shawnee Trail Rd | Germantown | NC | 27019 | Approved | NM-NC Net Metering | Carolinas | 2014-07-08 | Connected | Photovoltaic |  | 2.36 | Northern | Single | 2014-07-07 | 2014-07-08 | 2014-07-07 | Executed
DC | Mecklenburg | Jennifer Liguori | 120/240 | Distribution | 18 Mage Powertec 235W Modules | 4.23 | Solar | Residential | 13232 Withers Cove Rd Lot#36 | Charlotte | NC | 28278 | Approved | NM-NC Net Metering | Carolinas | 2012-12-18 | Connected | Photovoltaic |  | 3.6 | Central | Single | 2012-06-25 | 2012-12-17 | 2012-06-25 | Executed
DC |  | Mark A. Hallett | 120/240 | Distribution | Twenty-Four 230 Watt Silicon Solar Panels | 5.52 | Solar | Residential | 6430 E. State Road 45 | Bloomington | IN | 47408 | Approved | Net Metering - Standard Contract Rider No. 57 | IN | 2011-08-17 | Connected | Photovoltaic |  | 5 | Southern | Single | 2011-07-29 |  | 2011-07-29 | Executed
DC |  | Mark A Kelly | 120/240 | Distribution | Qty 4 Phono Solar Panels 250W | 1 | Solar | Residential | 5430 34th Ave N | St Petersburg | FL | 33710 | Approved | NM-FL Net Metering | FL | 2015-02-18 | Connected | Photovoltaic |  | 0.85 | South Coastal | Single | 2015-01-29 |  | 2015-01-29 | Executed
DC | Volusia | Mark A Schuler |  | Distribution |  | 5.88 | Solar | Non-Residential | 1108 REYNOLDS RD *POOL, HSE | DE LEON SPRINGS | FL | 32130 | Approved | NM-FL Net Metering | FL | 2011-10-11 | Connected | Photovoltaic |  | 4.998 | North Central |  | 2014-09-10 |  |  | Executed
DC | Orange | Jennifer L. Peifer and Nicholas Plummer | 120/240 | Distribution | Qty 30 (230 Watt Astronergy CHSM 6610P230) Solar Panel | 6.9 | Solar | Residential | 4303 Sadie Scarlett Ln | Durham | NC | 27705 | Approved | NM-NC Net Metering | Carolinas | 2012-10-03 | Connected | Photovoltaic |  | 6.45 | Northern | Single | 2012-09-24 | 2012-10-02 | 2012-09-24 | Executed
DC | Knox | Mark A. Schutter | 120/240 | Distribution | thirty Suncase MX60 235-W solar panels | 7.05 | Solar | Residential | 1647 Spruce Dr. | Vincennes | IN | 47591 | Approved | Net Metering - Standard Contract Rider No. 57 | IN | 2013-05-28 | Connected | Photovoltaic |  | 7.05 | Southern | Single | 2013-04-26 |  | 2013-04-26 | Executed
DC | Wake | Jennifer L Breva | 120/240 | Distribution | Qty 18 LG27551C-B3 Solar Panels | 4.95 | Solar | Residential | 2120 Glade Valley LN | Morrisville | NC | 27560 | Approved | NM-NC Net Metering | Carolinas | 2014-08-15 | Connected | Photovoltaic |  | 3.812 | Northern | Single | 2014-07-01 | 2014-08-14 | 2014-07-01 | Executed
DC | Guilford | Mark Heddaeus | 120/240 | Distribution |  | 3 | Solar | Residential | 4978 Winding Ridge Trail | Greensboro | NC | 27406 | Cancelled | SCG-NC Small Customer Generator Rider | Carolinas | 2006-11-13 | Cancelled | Photovoltaic |  | 3 | Northern | Single | 2011-04-07 |  | 2006-10-25 | Cancelled
DC | CHATHAM | Mark Hewitt | 120/240 |  |  | 9.53 | Solar | Residential | 424 Johnny Burke Road | Pittsboro | NC | 27312 | Approved | NC CSP-Cogeneration and Small Power Producer-Sell All | PEC Carolinas | 2010-09-16 | Connected | Photovoltaic |  | 7.62 | Northern | Single | 2012-10-18 |  |  | Executed
DC | Pinellas | Mark Barasz | 120/240 | Distribution |  | 7.55 | Solar | Residential | 3491 Coquina Key Drive | St. Petersburg | FL | 33705 | Approved | NM-FL Net Metering | FL | 2014-09-09 | Connected | Photovoltaic |  | 6.42 | South Coastal |  | 2014-09-16 |  | 2014-09-16 | Executed
DC | Pinellas | Mark Brandt |  | Distribution |  | 4.41 | Solar | Residential | 1119 GREENWAY AVE | DUNEDIN | FL | 34698 | Approved | NM-FL Net Metering | FL | 2011-01-13 | Connected | Photovoltaic |  | 3.749 | South Coastal |  | 2014-09-10 |  |  | Executed
DC | Butler | Mark Brim | 120/240 | Distribution | ten Suniva Optimus 260-60-4-1B0 (260 W) panels | 2.6 | Solar | Residential | 4717 Mesa Pl | Hamilton | OH | 45011 | Approved | Rider NM - Net Metering Rider - OH | OH/KY | 2014-06-27 | Connected | Photovoltaic |  | 2.5 | North | Single | 2014-06-16 |  | 2014-06-16 | Executed
DC | Orange | Jennifer Johnson | 120/240 | Distribution | qty 16 REC 255W PE blk solar panels | 4.08 | Solar | Residential | 203 Glenview Pl | Chapel Hill | NC | 27514 | Approved | NM-NC Net Metering | Carolinas | 2015-02-13 | Connected | Photovoltaic |  | 4.08 | Northern | Single | 2015-01-21 | 2015-02-12 | 2015-01-21 | Executed
DC | POLK | Mark Winter |  | Distribution |  | 2 | Solar | Residential | 560 GRANDE DR | DAVENPORT | FL | 33837 | Approved | NM-FL Net Metering | FL | 2014-01-09 | Connected | Photovoltaic |  | 1.7 | South Central |  | 2014-09-10 |  |  | Executed
DC | Wake | Mark C. Woodward | 120/240 | Distribution |  | 2.25 | Solar | Residential | 200 Inwood Forest Drive | Raleigh | NC | 27603 | Approved | NC NM-Net Metering for Renewable Energy Facilities | PEC Carolinas | 2012-10-10 | Connected | Photovoltaic |  | 1.8 | Northern | Single | 2012-10-18 |  |  | Executed
DC | Durham | Jennifer Griffith | 120/240 | Distribution | Qty 15 Suniva OPTXXX-60-4-1B0 Solar Panels | 3.9 | Solar | Residential | 315 Obie Dr | Durham | NC | 27713 | Approved | NM-NC Net Metering | Carolinas | 2013-06-07 | Connected | Photovoltaic |  | 3.23 | Northern | Single | 2013-05-29 | 2013-06-05 | 2013-05-29 | Executed
DC | Warren | Mark Cohen | 120/240 | Distribution | fifty-four 270-W Suniva Optimus OPT270-60-4-1B0 solar panels | 14.58 | Solar | Residential | 3965 Marble Ridge Ln | Mason | OH | 45040 | Approved | Rider NM - Net Metering Rider - OH | OH/KY | 2015-03-27 | Connected | Photovoltaic |  | 13.5 | South | Single | 2015-03-16 |  | 2015-03-16 | Executed
DC | Orange | Mark Linn |  | Distribution |  | 7.2 | Solar | Residential | 14157 SERENA LAKE DR | ORLANDO | FL | 32837 | Approved | NM-FL Net Metering | FL | 2011-12-29 | Connected | Photovoltaic |  | 6.12 | South Central |  | 2014-09-10 |  |  | Executed
DC | Orange | Mark Reemsynder |  | Distribution |  | 5.06 | Solar | Residential | 9608 TETLEY CT | Orlando | FL | 32817 | Approved | NM-FL Net Metering | FL | 2011-10-03 | Connected | Photovoltaic |  | 4.301 | North Central |  | 2014-09-10 |  |  | Executed
DC | Pinellas | Mark D Surtani | 120/240 | Distribution | Qty 4 (250 Watt) Q-Cell Pro-G3/250 | 1 | Solar | Residential | 1006 University Dr W | Clearwater | FL | 33764 | Approved | NM-FL Net Metering | FL | 2015-03-03 | Connected | Photovoltaic |  | 0.85 | South Coastal | Single | 2015-02-20 |  | 2015-02-20 | Executed
DC | WARREN | MARK LORTZ | single |  | twenty-two 175-W solar panels | 3.85 | Solar | Residential | 5145 MINUTEMAN CT | MASON | OH | 45040 | Approved | Rider NM - Net Metering Rider - OH | OH/KY | 2009-05-19 | Connected | Photovoltaic |  | 3.85 | North | 120/240 |  |  |  | Executed
DC | Orange | Mark Tomlinson |  | Distribution |  | 9.75 | Solar | Residential | 14212 WINTERSET DR | ORLANDO | FL | 32832 | Approved | NM-FL Net Metering | FL | 2012-01-06 | Connected | Photovoltaic |  | 8.288 | South Central |  | 2014-09-10 |  |  | Executed
DC | Orange | Mark Derringer |  | Distribution |  | 9.84 | Solar | Residential | 2714 MAE LOMA CT | Orlando | FL | 32806 | Approved | NM-FL Net Metering | FL | 2011-09-14 | Connected | Photovoltaic |  | 8.364 | South Central |  | 2014-09-10 |  |  | Executed
DC | Lenoir | Jennifer Franklin | 120/240 | Distribution | QTY: 30 SolarWorld 265 | 7.95 | Solar | Residential | 2649 Burke Smokey Creek Rd | Lenoir | NC | 28645 | Approved | NM-NC Net Metering | Carolinas | 2014-05-19 | Connected | Photovoltaic |  | 6.45 | Central | Single | 2014-05-07 | 2014-05-15 | 2014-05-07 | Executed
DC | Transylvania | Mark McCarson | 120/240 | Distribution | Qty 12 Solar World SW 280 W Panels | 3.36 | Solar | Residential | 162 Peacock Ln | Penrose | NC | 28766 | Approved | NM-NC Net Metering | Carolinas |  | Pending Meter Set | Photovoltaic |  | 8.88 | Southern | Single | 2015-04-15 | 2015-04-30 | 2015-04-15 | Open
DC | WAKE | Mark McCraw | 120/240 |  |  | 2.05 | Solar | Residential | 1413 Fairway Ridge Dr. | Raleigh | NC | 27606 | Approved | NC CSP-Cogeneration and Small Power Producer-Sell All | PEC Carolinas | 2006-12-27 | Connected | Photovoltaic |  | 1.643 | Northern | Single | 2012-10-18 |  |  | Executed
DC | Guilford | Jennifer C Schaal | 120/240 | Distribution | QTY 20 Suniva 255 Optimus Series Modules | 5.1 | Solar | Residential | 7928 Bayfield LN | Greensboro | NC | 27455 | Approved | NM-NC Net Metering | Carolinas | 2014-03-26 | Connected | Photovoltaic |  | 4.3 | Northern | Single | 2014-02-10 | 2014-03-25 | 2014-02-10 | Executed
DC | Guilford | Mark Meyer | 120/240 | Distribution | 14 Suniva MVX 305-72-5-701 Solar Panels | 4.27 | Solar | Residential | 5731 Bunch Rd | Oak Ridge | NC | 27310 | Pending | NM-NC Net Metering | Carolinas |  | Pending | Photovoltaic |  | 3.3 | Northern | Single | 2014-06-12 |  | 2014-06-12 | Open
DC | Buncombe | Mark E Siler | 120/240 | Distribution | Qty 24 (240 Watt) Sharp Panels | 5.76 | Solar | Residential | 251 Jones Cove Rd | Asheville | NC | 28805 | Approved | NC NM-Net Metering for Renewable Energy Facilities | PEC Carolinas | 2013-10-17 | Connected | Photovoltaic |  | 4.128 | Western | Single | 2013-08-19 |  | 2013-08-19 | Executed
DC | Durham | Jennifer Buzun | 120/240 | Distribution |  | 1.25 | Solar | Residential | 3206 Courtland Dr | Durham | NC | 27707 | Approved | SCG-NC Small Customer Generator Rider | Carolinas | 2006-12-01 | Connected | Photovoltaic |  | 1.25 | Northern | Single | 2011-04-07 |  | 2006-11-27 | Executed
DC | Durham | Jeni L. Hauver | 120/240 | Distribution |  | 2.48 | Solar | Residential | 4021 Candlewick Dr #11 | Durham | NC | 27704 | Approved | SCG-NC Small Customer Generator Rider | Carolinas | 2010-11-18 | Connected | Photovoltaic |  | 2.48 | Northern | Single | 2011-04-07 |  | 2010-11-11 | Executed
DC | HILLSSBOROUGH | Mark Elliott |  | Distribution |  | 6.36 | Solar | Residential | 20958 NEGRIL CT | LUTZ | FL | 33558 | Approved | NM-FL Net Metering | FL | 2014-01-20 | Connected | Photovoltaic |  | 5.406 | South Coastal |  | 2014-09-10 |  |  | Executed
DC | Harnett | Mark F Swanson | 120/240 | Distribution | QTY 32 Axitec 250W | 8 | Solar | Residential | 230 West Road | Angier | NC | 27501 | Approved | NC NM-Net Metering for Renewable Energy Facilities | PEC Carolinas | 2014-05-05 | Connected | Photovoltaic |  | 7.5 | Northern | Single | 2014-04-04 |  | 2014-04-04 | Executed
DC | Pinellas | Mark Flock |  | Distribution |  | 10 | Solar | Residential | 7867 COUNTRY CLUB RD N | ST PETERSBURG | FL | 33710 | Approved | NM-FL Net Metering | FL | 2012-01-25 | Connected | Photovoltaic |  | 8.5 | South Coastal |  | 2014-09-10 |  |  | Executed
DC | Tipton | Mark G McKinney | 120/240 | Distribution | one hundred twenty-eight 25-W Kyocera solar modules | 32 | Solar | Residential | 9843 Division Rd W | Kempton | IN | 46049 | Approved | Net Metering - Standard Contract Rider No. 57 | IN | 2014-06-27 | Connected | Photovoltaic |  | 27.52 | Northern | Single | 2014-03-17 |  | 2014-03-17 | Executed
DC |  | Mark Grote | 120/240 | Distribution | Twelve 175-W solar panels (2.10 kW total) | 2.1 | Solar | Residential | 5843 Woodthrush Ln | West Chester | OH | 45069 | Approved | Rider NM - Net Metering Rider - OH | OH/KY | 2011-05-26 | Connected | Photovoltaic |  | 2.1 | Central | Single | 2011-05-23 |  | 2011-05-23 | Executed
DC | Marion | Mark Gregg |  | Distribution |  | 10.26 | Solar | Residential | 7801 HIGHWAY 320 | MCINTOSH | FL | 32664 | Approved | NM-FL Net Metering | FL | 2011-08-03 | Connected | Photovoltaic |  | 8.721 | North Coastal |  | 2014-09-10 |  |  | Executed
DC | Orange | Jeffrey Ward | 120/240 | Distribution | Qty 12 (260 Watt) Aleo S79U260 Solar Panels | 3.12 | Solar | Residential | 405 Knob Ct | Chapel Hill | NC | 27517 | Approved | NM-NC Net Metering | Carolinas | 2013-10-03 | Connected | Photovoltaic |  | 3 | Northern | Single | 2013-08-07 | 2013-10-01 | 2013-08-07 | Executed
DC | WAKE | Mark Sale | 120/240 |  |  | 2.63 | Solar | Residential | 1013 Dickinson Circle | Raleigh | NC | 27614 | Approved | NC CSP-Cogeneration and Small Power Producer-Sell All | PEC Carolinas | 2009-12-30 | Connected | Photovoltaic |  | 2.1 | Northern | Single | 2012-10-18 |  |  | Executed
DC | Orange | Mark Fekany |  | Distribution |  | 6.44 | Solar | Residential | 2120 DYAN WAY | MAITLAND | FL | 32751 | Approved | NM-FL Net Metering | FL | 2011-09-20 | Connected | Photovoltaic |  | 5.474 | North Central |  | 2014-09-10 |  |  | Executed
DC | rockingham | Jeffrey W Grubbs | 120/240 | Distribution | Qty 5 270 W SolarWorld Sunmodule | 1.35 | Solar | Residential | 196 Mayo Mountain Rd | Mayodan | NC | 27027 | Approved | NM-NC Net Metering | Carolinas | 2015-02-11 | Connected | Photovoltaic |  | 1.2 | Northern | Single | 2014-12-16 | 2015-02-06 | 2014-12-16 | Executed
DC | Forsyth | Jeffrey Read | 120/240 | Distribution | qty 14 REC PE 260W solar panels | 3.64 | Solar | Residential | 1500 Bancroft St | Winston Salem | NC | 27127 | Approved | NM-NC Net Metering | Carolinas | 2015-04-20 | Connected | Photovoltaic |  | 3 | Northern | Single | 2015-03-18 | 2015-04-16 | 2015-03-18 | Executed
DC | BUNCOMBE | Mark Sinsky | 120/240 |  |  | 4.74 | Solar | Residential | 80 Kimberly Knoll Road | Asheville | NC | 28804 | Approved | NC CSP-Cogeneration and Small Power Producer-Sell All | PEC Carolinas | 2010-01-27 | Superseded | Photovoltaic |  | 3.79 | Western | Single | 2012-10-18 |  |  | Superceded
DC | Wake | Mark Janas | 120/240 | Distribution |  | 3.63 | Solar | Residential | 3704 Tree Side Court | Raleigh | NC | 27607 | Approved | NC NM-Net Metering for Renewable Energy Facilities | PEC Carolinas | 2011-06-02 | Connected | Photovoltaic |  | 2.9 | Northern | Single | 2012-10-18 |  |  | Executed
DC |  | Mark Solar, LLC |  | Distribution |  |  | Solar | Non-Residential | Unknown | Benson | NC | 0 | Cancelled |  | PEC Carolinas |  | Cancelled | Photovoltaic |  | 5000 | Unknown |  | 2014-10-21 |  | 2013-08-02 | Cancelled
DC | BUNCOMBE | Mark Traub | 120/240 |  | QTY 18 Kyocera 185 Watt Modules | 3.33 | Solar | Residential | 117 Estes Ct | Asheville | NC | 28806 | Approved | NC CSP-Cogeneration and Small Power Producer-Sell All | PEC Carolinas | 2010-07-21 | Connected | Photovoltaic |  | 3.33 | Western | Single | 2012-10-18 |  |  | Executed
DC | BUNCOMBE | Mark Traub | 120/240 | Distribution | QTY 22 Kyocera 185 Watt Modules | 4.07 | Solar | Residential | 117 Estes Ct | Asheville | NC | 28806 | Approved | NC NM-Net Metering for Renewable Energy Facilities | PEC Carolinas |  | Pending Meter Set | Photovoltaic |  | 0.74 | Western | Single | 2015-04-28 |  | 2015-04-28 | Open
DC | Mecklenburg | Jeffrey R Aquino | 120/240 | Distribution | Qty 10 250W Mage Solar Panels | 2.5 | Solar | Residential | 7007 Turtle Rock Ct | Charlotte | NC | 28277 | Approved | NM-NC Net Metering | Carolinas | 2014-11-04 | Connected | Photovoltaic |  | 2.38 | Central | Single | 2014-07-14 | 2014-10-28 | 2014-07-14 | Executed
DC | Orange | Mark Mckenzie |  | Distribution |  | 4.08 | Solar | Residential | 4974 BRIGHTMOUR CIR | ORLANDO | FL | 32837 | Approved | NM-FL Net Metering | FL | 2013-01-31 | Connected | Photovoltaic |  | 3.468 | South Central |  | 2014-09-10 |  |  | Executed
DC | Durham | Jeffrey Najarian | 120/240 | Distribution | QTY 33 Sunmodule SW 315XL MONO | 10.4 | Solar | Residential | 1 Morningside Dr | Durham | NC | 27713 | Approved | NM-NC Net Metering | Carolinas | 2014-09-16 | Connected | Photovoltaic |  | 13.5 | Northern | Single | 2014-07-22 | 2014-09-12 | 2014-07-22 | Executed
DC | Highlands | Mark Andrews |  | Distribution |  | 6.1 | Solar | Residential | 2871 Lake View Drive | Sebring | FL | 33870 | Approved | NM-FL Net Metering | FL | 2008-01-14 | Connected | Photovoltaic |  | 5.185 | South Central |  | 2014-09-10 |  |  | Executed
DC | Orange | Mark Cornell |  | Distribution |  | 10.08 | Solar | Residential | 3705 Shawn Cir | Orlando | FL | 61842 | Approved | NM-FL Net Metering | FL | 2008-06-08 | Connected | Photovoltaic |  | 8.568 | North Central |  | 2014-09-10 |  |  | Executed
DC | Orange | Mark Stefan |  | Distribution |  | 5.28 | Solar | Residential | 13414 SOUTHERN WAY | Windermere | FL | 34786 | Approved | NM-FL Net Metering | FL | 2012-08-24 | Connected | Photovoltaic |  | 4.488 | South Central |  | 2014-09-10 |  |  | Executed
DC | Pinellas | Mark Mackinnon |  | Distribution |  | 5.46 | Solar | Residential | 10500 42ND STREET NORTH | CLEARWATER | FL | 33762 | Approved | NM-FL Net Metering | FL | 2013-04-01 | Connected | Photovoltaic |  | 4.641 | South Coastal |  | 2014-09-10 |  |  | Executed
DC | Henderson | Jeffrey Welsh | 120/240 | Distribution | Twenty-One (230 Watt) Sopray SR-156P-230 Solar Panel | 4.83 | Solar | Residential | 600 Pace Creek Rd. | Hendersonville | NC | 28792 | Approved | PP-N NC - Non-Hydroelectric Qualifying Facilities | Carolinas | 2012-09-07 | Connected | Photovoltaic | Welsh PV Installation | 4 | Southern | Single | 2012-03-30 | 2012-09-06 | 2012-03-30 | Executed
DC | Durham | Jeffrey M Strang | 120/240 | Distribution | QTY 24 REC SW 250 | 6 | Solar | Residential | 1709 Tisdale St | Durham | NC | 27705 | Approved | NM-NC Net Metering | Carolinas | 2014-06-13 | Connected | Photovoltaic |  | 5 | Northern | Single | 2014-05-13 | 2014-06-04 | 2014-05-13 | Executed
DC | Polk | Mark McQuistan | 120/240 | Distribution |  | 8.67 | Solar | Residential | 1091 CYPRESS POINTE BLVD | Davenport | FL | 33837 | Approved | NM-FL Net Metering | FL | 2014-12-19 | Connected | Photovoltaic |  | 7.37 | South Central | Single | 2014-12-21 |  | 2014-12-21 | Executed
DC | Forsyth | Jeffrey H Banner | 120/240 | Distribution | 12 250W Mage Solar Panels with 238W Built In Microinverters | 3 | Solar | Residential | 2401 Ardmore Mnr | Winston Salem | NC | 27103 | Approved | NM-NC Net Metering | Carolinas | 2015-03-02 | Connected | Photovoltaic |  | 2.86 | Northern | Single | 2014-10-24 | 2014-11-26 | 2014-10-24 | Executed
DC | Buncombe | Maroon Out, LLC |  | Distribution |  |  | Solar | Non-Residential | Unknown | Ridgecrest | NC | 28770 | Approved |  | PEC Carolinas |  | Pending | Photovoltaic |  | 2000 | Unknown |  | 2014-10-21 |  | 2012-10-26 | Open
DC | Mecklenburg | Jeffrey F Widmann | 120/240 | Distribution | Qty 5 ReneSola Virtus 250W Solar Panels | 1.25 | Solar | Residential | 7444 Denali Ln | Charlotte | NC | 28216 | Approved | NM-NC Net Metering | Carolinas | 2015-03-23 | Connected | Photovoltaic |  | 1.08 | Central | Single | 2014-12-04 | 2015-03-20 | 2014-12-04 | Executed
DC | Pinellas | Mark Ertel |  | Distribution |  | 4.6 | Solar | Residential | 211 25TH AVE S ST | St Petersburg | FL | 33705 | Approved | NM-FL Net Metering | FL | 2011-10-19 | Connected | Photovoltaic |  | 3.91 | South Coastal |  | 2014-09-10 |  |  | Executed
DC |  | Mark Patsfall Graphics Inc | 120/240 | Distribution | eight SunPower SPR 240-W solar modules | 1.92 | Solar | Non-Residential | 1312 Clay | Cincinnati | OH | 45210 | Approved | Rider NM - Net Metering Rider - OH | OH/KY | 2013-03-12 | Connected | Photovoltaic |  | 1.92 | North | Single | 2013-02-05 |  | 2013-02-05 | Executed
DC | Volusia | Mark R Kastner | 120/240 | Distribution | Qty 36 Solar World 280W Solar Panels | 10.08 | Solar | Residential | 2308 Whitehorse St | Deltona | FL | 32738 | Approved | NM-FL Net Metering | FL | 2015-05-21 | Connected | Photovoltaic |  | 8.568 | North Central | Single | 2015-05-18 |  | 2015-05-18 | Executed
DC | LAKE | Mark Levy |  | Distribution |  | 7.35 | Solar | Residential | 103 MIST FLOWER LN, SOLAR PWR | GROVELAND | FL | 34736 | Approved | NM-FL Net Metering | FL | 2014-04-03 | Connected | Photovoltaic |  | 6.248 | South Central |  | 2014-09-10 |  |  | Executed
DC | Orange | Jeffrey E. Kingan | 120/240 | Distribution | QTY: 17 Sun Edison F260 | 4.2 | Solar | Residential | 1204 Tallyho Trl | Chapel Hill | NC | 27516 | Approved | NM-NC Net Metering | Carolinas | 2014-03-06 | Connected | Photovoltaic |  | 4 | Northern | Single | 2014-01-15 | 2014-03-03 | 2014-01-15 | Executed
DC | Transylvania | Jeffrey and Susan Johnson | 120/240 | Distribution | 4 (175 Watt) Andalay Solar ST175-1 | 0.7 | Solar | Residential | 355 Valeria LN | Pisgah Forest | NC | 28768 | Approved | NM-NC Net Metering | Carolinas | 2012-08-01 | Connected | Photovoltaic |  | 0.7 | Southern | Single | 2012-08-07 |  | 2012-08-07 | Executed
DC | Wilkes | Jeffery L. Pardue | 120/240 | Distribution |  | 4.2 | Solar | Residential | 2271 Old Highway 60 | Wilkesboro | NC | 28697 | Approved | PP-N NC - Non-Hydroelectric Qualifying Facilities | Carolinas | 2009-06-24 | Connected | Photovoltaic | Pardue PV Installation | 4.2 | Northern | Single | 2011-04-07 |  | 2009-03-04 | Executed
DC | Scotland | Marston Farm, LLC - Strata Solar |  | Distribution | Canadian Solar, CS6X Qty-21,660 | 30 | Solar | Non-Residential | Unknown | Marston | NC | 28363 | Approved |  | PEC Carolinas |  | Pending | Photovoltaic |  | 4998 | Southern |  | 2014-10-21 |  | 2013-11-27 | Open
DC | Mecklenburg | Jeffrey Aliotta | 120/240 | Distribution | 6 LG 260W Solar Panels | 1.56 | Solar | Residential | 16213 Winnow Court | Cornelius | NC | 28031 | Approved | NM-NC Net Metering | Carolinas | 2013-09-18 | Connected | Photovoltaic |  | 6.02 | Central | Single | 2013-03-07 | 2013-03-27 | 2013-03-07 | Executed
DC | Seminole | Mark Schafer |  | Distribution |  | 8.25 | Solar | Residential | 1601 CARILLON PARK DR | Oviedo | FL | 32195 | Approved | NM-FL Net Metering | FL | 2013-01-25 | Connected | Photovoltaic |  | 7.013 | North Central |  | 2014-09-10 |  |  | Executed
DC | Henderson | Mark Scheiderich DMD |  | Distribution |  | 26 | Solar | Non-Residential | 20 Cane Creek Road | Fletcher | NC | 28732 | Approved | NC NM-Net Metering for Renewable Energy Facilities | PEC Carolinas | 2012-05-25 | Connected | Photovoltaic |  | 20 | Unknown |  | 2014-10-21 |  | 2012-05-02 | Executed
DC | Clermont | Mark Schirmer | 120/240 | Distribution | seventeen Hyundai 255-W solar panels | 4.3 | Solar | Residential | 1243 East Mills Dr | Milford | OH | 45150 | Approved | Rider NM - Net Metering Rider - OH | OH/KY | 2013-07-26 | Connected | Photovoltaic |  | 3.655 | East | Single | 2013-06-11 |  | 2013-06-11 | Executed
DC | BUNCOMBE | Mark Sinsky | 120/240 | Distribution | Qty 24: 205 W Kyocera Solar Panels | 4.92 | Solar | Residential | 80 Kimberly Knoll Road | Asheville | NC | 28804 | Approved | NM-NC Net Metering | PEC Carolinas | 2015-04-08 | Connected | Photovoltaic |  | 4.92 | Western | Single | 2015-02-25 |  | 2015-02-25 | Executed
DC | Volusia | Mark Trenta |  | Distribution |  | 7.26 | Solar | Residential | 1393 BRAYFORD PT, SOLAR POWER | DELAND | FL | 32724 | Approved | NM-FL Net Metering | FL | 2013-01-04 | Connected | Photovoltaic |  | 6.171 | North Central |  | 2014-09-10 |  |  | Executed
DC | Pinellas | Mark Donald |  | Distribution |  | 4.8 | Solar | Residential | 345 APPALOOSA RD | Tarpon Springs | FL | 34688 | Approved | NM-FL Net Metering | FL | 2009-03-12 | Connected | Photovoltaic |  | 4.08 | South Coastal |  | 2014-09-10 |  |  | Executed
DC | Iredell | Jeff Shook | 120/240 | Distribution | Qty 20 Axitec AC 250W Solar Panels | 5 | Solar | Residential | 215 Castaway Trail | Mooresville | NC | 28117 | Approved | NM-NC Net Metering | Carolinas | 2015-06-03 | Connected | Photovoltaic |  | 4.3 | Central | Single | 2015-03-30 | 2015-06-02 | 2015-03-30 | Executed
DC | Iredell | Jeff Martin | 120/240 | Distribution |  | 7.96 | Solar | Residential | 280 Farmstead Ln | Mooresville | NC | 28117 | Approved | SCG-NC Small Customer Generator Rider | Carolinas | 2005-06-01 | Connected | Photovoltaic |  | 7.96 | Central | Single | 2011-04-07 |  |  | Executed
DC | Durham- NE | Jeff Earley | 120/240 | Distribution | 9 SolarWorld SW 245W Modules | 2.21 | Solar | Residential | 5502 Weston Downs Dr | Durham | NC | 27707 | Approved | SCG-NC Small Customer Generator Rider | Carolinas | 2012-09-06 | Connected | Photovoltaic |  | 2.205 | Northern | Single | 2012-07-24 | 2012-09-12 | 2012-07-24 | Executed
DC | Rowan | Rowan Solar LLC |  | Transmission | 8200 305W Canadian Solar CS6X Solar Panels | 2501 | Solar | Non-Residential | 611 Peeler Rd | Salisbury | NC | 28147 | Pending | PP-N NC - Non-Hydroelectric Qualifying Facilities | Carolinas |  | Pending | Photovoltaic |  | 2200 | Central | 3-phase | 2015-03-17 |  | 2015-03-17 | Open
DC | Durham- NE | Jeff Earley | 120/240 | Distribution | 9 SolarWorld SW 245W Modules | 2.21 | Solar | Residential | 5502 Weston Downs Dr | Durham | NC | 27707 | Pending | NM-NC Net Metering | Carolinas | 2012-09-06 | Connected | Photovoltaic |  | 2.205 | Northern | Single | 2014-12-01 |  | 2014-12-01 | Executed
DC | Orange | Marlene Andre | 120/240 | Distribution | Canadian | 2 | Solar | Residential | 330 RED ROSE CIR | Orlando | FL | 32835 | Approved | NM-FL Net Metering | FL | 2014-12-15 | Connected | Photovoltaic |  | 1.7 | South Central | Single | 2014-12-11 |  | 2014-12-11 | Executed
DC | Highlands | Marlene Crouch |  | Distribution |  | 8.6 | Solar | Residential | 108 SUNBIRD PL | SEBRING | FL | 33872 | Approved | NM-FL Net Metering | FL | 2012-01-19 | Connected | Photovoltaic |  | 7.31 | South Central |  | 2014-09-10 |  |  | Executed
DC | Pasco | Marlene Siegel |  | Distribution |  | 10.5 | Solar | Residential | 4031 BANJO LAKE ROAD | LAND O LAKES | FL | 34639 | Approved | NM-FL Net Metering | FL | 2013-04-17 | Connected | Photovoltaic |  | 8.925 | South Coastal |  | 2014-09-10 |  |  | Executed
DC | Lake | Marlene Weiss | 120/240 | Distribution | Trilogy Lott 2203 | 8.25 | Solar | Residential | 364 Salt Marsh Ln, Solar Pwr | Groveland | FL | 34736 | Approved | NM-FL Net Metering | FL | 2014-10-24 | Connected | Photovoltaic |  | 7.012 | South Central | Single | 2014-09-28 |  | 2014-09-28 | Executed
DC | Union | Jeff Cress | 120/240 | Distribution | 18 LG Mono X (275S1C-B3) 275W Solar Panels | 4.95 | Solar | Residential | 1215 Diana Lee Ln | Monroe | NC | 28112 | Approved | NM-NC Net Metering | Carolinas | 2014-10-21 | Connected | Photovoltaic |  | 4.2 | Central | Single | 2014-06-03 | 2014-10-15 | 2014-06-03 | Executed
DC | Oconee | Jeannine P. Prattini | 120/240 | Distribution |  | 4.05 | Solar | Residential | 564 Big Creek Way | Salem | SC | 29676 | Approved | NM-SC Net Metering | Carolinas | 2011-08-11 | Connected | Photovoltaic |  | 4 | Southern | Single | 2011-07-22 |  | 2011-07-22 | Executed
DC | HAMILTON | MARTIN WALKER | single |  | twelve 175-W Suntech Black Label STP175S-24/Ab-1 solar panels | 2.1 | Solar | Residential | 1324 CLAY | CINCINNATI | OH | 45202 | Approved | Rider NM - Net Metering Rider - OH | OH/KY | 2010-01-08 | Connected | Photovoltaic |  | 2.1 | Central | 120/240 |  |  |  | Executed
DC | Orange | Marshall Pontious |  | Distribution |  | 7.14 | Solar | Residential | 14317 HUNTINGFIELD CT | Orlando | FL | 32824 | Approved | NM-FL Net Metering | FL | 2009-11-05 | Connected | Photovoltaic |  | 6.069 | South Central |  | 2014-09-10 |  |  | Executed
DC | Rutherford | Jeannie L Tate | 120/240 | Distribution |  | 4.47 | Solar | Residential | 212 N Chatem Ct Lot 55 | Union Mills | NC | 28167 | Approved | NM-NC Net Metering | Carolinas | 2011-09-22 | Connected | Photovoltaic |  | 4.18 | Southern | Single | 2011-08-25 |  | 2011-08-25 | Executed
DC | Wake | Marshall Trantham | 120/240 | Distribution | QTY 22 Sun Edison Silvantis 270 W F-Series Solar Modules | 5.94 | Solar | Residential | 4712 Rampart St | Raleigh | NC | 27609 | Approved | NC NM-Net Metering for Renewable Energy Facilities | PEC Carolinas | 2015-03-03 | Connected | Photovoltaic |  | 9.58 | Northern | Single | 2014-10-21 |  | 2014-10-21 | Executed
DC | Wake | Marshall's Locksmith Services, Inc. |  | Distribution |  | 14 | Solar | Non-Residential | 4205 Poole Road | Raleigh | NC | 27610 | Approved | Negotiated (NC) | PEC Carolinas | 2012-06-26 | Connected | Photovoltaic |  | 12 | Unknown |  | 2014-10-21 |  | 2012-01-13 | Executed
DC |  | Marshell Gilbert | 120/240 | Distribution | six 255-W AC Unison PM250MA0 photovoltaic modules | 1.53 | Solar | Residential | 222 Riddle Street | Jeffersonville | IN | 47130 | Approved | Net Metering - Standard Contract Rider No. 57 | IN | 2012-07-24 | Connected | Photovoltaic |  | 1.41 | Central | Single | 2012-05-25 |  | 2012-05-25 | Executed
DC | Jackson | Jeannette Cabanis- Brewin | 120/240 | Distribution |  | 2.82 | Solar | Residential | 1267 Moody Bridge Road | Cullowhee | NC | 28723 | Approved | NM-NC Net Metering | Carolinas | 2011-12-19 | Connected | Photovoltaic |  | 2.58 | Southern | Single | 2011-11-16 |  | 2011-11-16 | Executed
DC | Marion | Marta M Gonzalez | 120/240 | Distribution |  | 5.52 | Solar | Residential | 9996 SW 188th Cir | Dunnellon | FL | 34432 | Approved | NM-FL Net Metering | FL | 2015-03-18 | Connected | Photovoltaic |  | 4.692 | North Coastal | Single |  |  |  | Executed
DC | Volusia | Martha B Hartley | 120/240 | Distribution | Sunioa 265 Watt Mono | 5 | Solar | Residential | 521 1st Street | Ocoee | FL | 34761 | Approved | NM-FL Net Metering | FL | 2014-09-22 | Connected | Photovoltaic |  | 4.25 | South Coastal | Single | 2014-09-22 |  | 2014-09-22 | Executed
DC | Lake | Martha Diaz |  | Distribution |  | 6.16 | Solar | Residential | 164 BALMY COAST RD | Groveland | FL | 34736 | Approved | NM-FL Net Metering | FL | 2012-11-07 | Connected | Photovoltaic |  | 5.236 | South Central |  | 2014-09-10 |  |  | Executed
DC |  | Mary Ann McKeever | 120/240 | Distribution | Seven 185 Watt Suntech Solar Panels | 1.3 | Solar | Residential | POBOX 31461 | Cincinnati | OH | 45231 | Approved | Rider NM - Net Metering Rider - OH | OH/KY | 2011-09-15 | Superseded | Photovoltaic |  | 1.3 | South | Single | 2011-08-18 |  | 2011-08-18 | Superceded
DC | Greenville | Jeanne Fowler | 120/240 | Distribution | QTY: 16 Sunmodule 250 | 4 | Solar | Residential | 125 Laurel Falls | Greenville | SC | 28609 | Approved | NM-SC Net Metering | Carolinas | 2014-06-30 | Connected | Photovoltaic |  | 3.44 | Southern | Single | 2014-05-14 | 2014-06-27 | 2014-05-14 | Executed
DC | Orange | Martha Hiatt |  | Distribution |  | 3.4 | Solar | Residential | 334 Ololu Drive | Winter Park | FL | 32789 | Approved | NM-FL Net Metering | FL | 2009-08-19 | Connected | Photovoltaic |  | 2.89 | North Central |  | 2014-09-10 |  |  | Executed
DC | Bloomington | Martha J Sattinger | 120/240 | Distribution | fifteen 275-W SolarWorld Sunmodule SW 275 Mono solar panels | 4.13 | Solar | Residential | 4333 Stephens Dr E | Bloomington | IN | 47408 | Approved | Net Metering - Standard Contract Rider No. 57 | IN | 2014-11-20 | Connected | Photovoltaic |  | 3.18 | Southern | Single | 2014-10-17 |  | 2014-10-17 | Executed
DC | Marion | Martha Krietemeyer |  | Distribution |  | 5.04 | Solar | Non-Residential | 2540 NE 97TH STREET ROAD | ANTHONY | FL | 32617 | Approved | NM-FL Net Metering | FL | 2011-06-09 | Connected | Photovoltaic |  | 4.284 | North Coastal |  | 2014-09-10 |  |  | Executed
DC | Chapel Hill | Jean Cronin | 120/240 | Distribution | Qty 18 ReneSola 255W Solar Panels | 4.59 | Solar | Residential | 211 Parkside Dr | Chapel Hill | NC | 27516 | Approved | NM-NC Net Metering | Carolinas | 2015-06-02 | Connected | Photovoltaic |  | 4 | Northern | Single | 2015-05-12 | 2015-06-01 | 2015-05-12 | Executed
DC | Vance | Martin Creek Farm, LLC |  | Distribution |  | 4380 | Solar | Non-Residential | 500 Martin Creek Road | Henderson | NC | 27537 | Approved | NC CSP27-Cogeneration and Small Power Producer-Sell All | PEC Carolinas | 2014-03-19 | Connected | Photovoltaic |  | 3000 | Unknown |  | 2014-10-21 |  | 2013-02-09 | Executed
DC | LAKE | Martin Eitingon |  | Distribution |  | 7.04 | Solar | Residential | 113 SALT MARSH LN, SOLAR POWER | GROVELAND | FL | 34736 | Approved | NM-FL Net Metering | FL | 2013-12-26 | Connected | Photovoltaic |  | 5.98 | South Central |  | 2014-09-10 |  |  | Executed
DC | Pinellas | Martin Flint |  | Distribution |  | 8 | Solar | Residential | 4008 LIGUSTRUM DR | PALM HARBOR | FL | 34685 | Approved | NM-FL Net Metering | FL | 2013-01-07 | Connected | Photovoltaic |  | 6.8 | South Coastal |  | 2014-09-10 |  |  | Executed
DC | Forsyth | Mary Caponera | 120/240 | Distribution | Qty 52 SPR X20 | 13 | Solar | Residential | 2707 Buena Vista Rd | Winston Salem | NC | 27106 | Cancelled | NM-NC Net Metering | Carolinas |  | Cancelled | Photovoltaic |  | 10.01 | Northern |  | 2014-06-27 |  | 2014-06-27 | Cancelled
DC | Citrus | Martin Hambrel |  | Distribution |  | 5.4 | Solar | Residential | 4222 N MILLSTONE PT | Beverly Hills | FL | 34465 | Approved | NM-FL Net Metering | FL | 2011-07-19 | Connected | Photovoltaic |  | 4.59 | North Coastal |  | 2014-09-10 |  |  | Executed
DC | Hamilton | Martin Hockl | 120/240 | Distribution | fourteen 260-W Suniva OPT260 solar panels | 3.64 | Solar | Residential | 7295 Morgan Rd | Cleves | OH | 45002 | Approved | Rider NM - Net Metering Rider - OH | OH/KY | 2013-10-14 | Connected | Photovoltaic |  | 3.01 | Central | Single | 2013-09-11 |  | 2013-09-11 | Executed
DC | Rockingham | JDC Manufacturing, LLC | 12,470Y/7,200 | Distribution |  | 57.96 | Solar | Non-Residential | 1704 Barnes St | Reidsville | NC | 27320 | Approved | PP-N NC - Non-Hydroelectric Qualifying Facilities | Carolinas | 2011-12-28 | Connected | Photovoltaic |  | 90 | Northern | 3-phase | 2011-11-17 |  | 2011-11-17 | Executed
DC | ORANGE | Martin Mennicke |  | Distribution |  | 8.67 | Solar | Residential | 331 PALMWAY LN | ORLANDO | FL | 32828 | Approved | NM-FL Net Metering | FL | 2014-07-09 | Connected | Photovoltaic |  | 7.37 | South Central |  | 2014-09-10 |  |  | Executed
DC | Pinellas | Martin Smith Jr | 120/240 | Distribution | Qty 22 Solar World 285W Solar Panels | 6.27 | Solar | Residential | 1380 Harbor Lake Dr | Largo | FL | 33770 | Approved | NM-FL Net Metering | FL | 2015-05-13 | Connected | Photovoltaic |  | 5.33 | South Coastal | Single | 2015-05-12 |  | 2015-05-12 | Executed
| Mecklenburg | Mary Ellen Stewart | 120/240 | Distribution |  |  | Solar | Residential | 7930 Bristle Ln | Charlotte | NC | 28214 | Pending | NM-NC Net Metering | Carolinas |  | Pending | Photovoltaic |  |  | Central | Single | 2015-04-28 |  | 2015-04-28 | Open
DC | Lawrence | Martin T. Johnson | 120/240 | Distribution | twenty-four Sunmodule 250-W solar modules | 6 | Solar | Residential | 6 Taylors Run | Bedford | IN | 47421 | Approved | Net Metering - Standard Contract Rider No. 57 | IN | 2013-11-26 | Connected | Photovoltaic |  | 5 | Northern | Single | 2013-11-14 |  | 2013-11-14 | Executed
DC | Rockingham | Jayne Pruitt | 120/240 | Distribution | 4 SunTech 190W Solar Panels | 0.76 | Solar | Residential | 444 Combs Rd | Reidsville | NC | 27320 | Approved | NM-NC Net Metering | Carolinas | 2012-10-22 | Connected | Photovoltaic |  | 0.76 | Northern | Single | 2012-08-15 | 2012-10-01 | 2012-08-15 | Executed
DC | PASCO | Marvin Matteson |  | Distribution |  | 5.04 | Solar | Residential | 39238 HEIGHTS AVE | ZEPHYRHILLS | FL | 33540 | Approved | NM-FL Net Metering | FL | 2014-01-28 | Connected | Photovoltaic |  | 4.28 | South Coastal |  | 2014-09-10 |  |  | Executed
DC | WAKE | Mary Greune | 120/240 |  |  | 3.85 | Solar | Residential | 308 Martindale Drive | Raleigh | NC | 27614 | Approved | NC CSP-Cogeneration and Small Power Producer-Sell All | PEC Carolinas | 2009-12-30 | Connected | Photovoltaic |  | 3.08 | Northern | Single | 2012-10-18 |  |  | Executed
DC | CITRUS | Marvin Brockway |  | Distribution |  | 5 | Solar | Residential | 32 RYEWOOD CIR | HOMOSASSA | FL | 34446 | Approved | NM-FL Net Metering | FL | 2014-05-05 | Connected | Photovoltaic |  | 4.25 | North Coastal |  | 2014-09-10 |  |  | Executed
DC | Orange | Marvin Haven |  | Distribution |  | 5.18 | Solar | Residential | 1643 MORGANS MILL CIR | Orlando | FL | 32825 | Approved | NM-FL Net Metering | FL | 2009-07-23 | Connected | Photovoltaic |  | 4.403 | South Central |  | 2014-09-10 |  |  | Executed
DC | Greenville | Mary H Hipp | 120/240 | Distribution | 20 250W Sharp Solar Panels |  | Solar | Residential | 101 Lloyd St | Greenville | SC | 29601 | Pending |  | Carolinas |  | Pending | Photovoltaic |  | 5 | Southern | Single | 2014-12-16 |  | 2015-05-10 | Open
DC | Spartanburg | Jay B Dewart | 120/240 | Distribution | Westinghouse WS 190 AC1-A-B | 0.19 | Solar | Residential | 1212 Shadowood Dr | Spartanburg | SC | 29301 | Approved | NM-SC Net Metering | Carolinas | 2013-06-14 | Connected | Photovoltaic |  | 0.19 | Southern | Single | 2013-06-03 | 2013-06-13 | 2013-06-03 | Executed
DC | Durham | Jason Reed | 120/240 | Distribution | 18 250W Motech Americas modules w/ 1 3.84kW MoTech PVMate | 4.5 | Solar | Residential | 12400 Tetons Court | Durham | NC | 27703 | Approved | NM-NC Net Metering | Carolinas | 2013-12-05 | Connected | Photovoltaic |  | 3.84 | Northern | Single | 2013-04-19 | 2013-12-02 | 2013-04-19 | Executed
DC | Buncombe | Mary A McKenzie | 120/240 | Distribution |  | 8.88 | Solar | Residential | 109 Willow Lake Dr | Asheville | NC | 28805 | Approved | NC NM-Net Metering for Renewable Energy Facilities | PEC Carolinas | 2014-09-15 | Connected | Photovoltaic |  | 7.1 | Western | Single | 2014-09-04 |  | 2014-09-04 | Executed
DC | Forsyth | Mary J & Erik Runge | 120/240 | Distribution | QTY 28 (280 Watt) Solar World SW280 Watt panels | 7.84 | Solar | Residential | 4693 Salem Glen Blvd | Clemmons | NC | 27012 | Pending | NM-NC Net Metering | Carolinas |  | Pending | Photovoltaic |  | 14 | Northern | Single | 2015-05-12 |  | 2015-05-12 | Open
DC | FLOYD | MARY J PITTS | 120/240 |  | fourteen 208-W Sharp solar panels | 2.91 | Solar | Residential | 6033 PEBBLE CREEK DR | FLOYDS KNOBS | IN | 47119 | Approved | Net Metering - Standard Contract Rider No. 57 | IN | 2007-05-04 | Connected | Photovoltaic |  | 2.912 | Southeast | Single |  |  |  | Executed
DC | Buncombe | Mary Alm | 120/240 | Distribution | QTY 16 LG MONO 260S | 4.16 | Solar | Residential | 34 Barger Rd | Asheville | NC | 28803 | Approved | NC NM-Net Metering for Renewable Energy Facilities | PEC Carolinas | 2014-04-30 | Connected | Photovoltaic |  | 3.8 | Western | Single | 2014-02-27 |  | 2014-02-27 | Executed
DC | Mecklenburg | Mary Jane Kerns | 120/240 | Distribution | Qty 4 250W ReneSola Solar Panels | 1 | Solar | Residential | 1107 Briar Creek Rd | Charlotte | NC | 28205 | Pending | NM-NC Net Metering | Carolinas |  | Cancelled | Photovoltaic |  | 0.86 | Central | Single | 2014-10-01 |  | 2014-10-01 | Cancelled
DC | Rowan | Jason R Connelly | 120/240 | Distribution | Qty 21 Sun Power 327 W Solar Panels | 6.87 | Solar | Residential | 9150 NC Highway 801 | Salisbury | NC | 28147 | Approved | NM-NC Net Metering | Carolinas | 2014-07-03 | Connected | Photovoltaic |  | 6 | Central | Single | 2014-06-09 | 2014-06-27 | 2014-06-09 | Executed
DC | Marion | Mary Kelley |  | Distribution |  | 9.12 | Solar | Residential | 6200 AVENUE H | MCINTOSH | FL | 32664 | Approved | NM-FL Net Metering | FL | 2011-06-21 | Connected | Photovoltaic |  | 7.752 | North Coastal |  | 2014-09-10 |  |  | Executed
DC |  | Mary Ann McKeever | 120/240 | Distribution | Five 185 Watt Suntech Solar Panels | 0.93 | Solar | Residential | POBOX 31461 | Cincinnati | OH | 45231 | Approved | Rider NM - Net Metering Rider - OH | OH/KY | 2011-10-21 | Connected | Photovoltaic |  | 2.23 | South | Single | 2011-10-18 |  | 2011-10-18 | Executed
DC | Alamance | Mary K Nicholson | 120/240 | Distribution |  | 2.4 | Solar | Residential | 9134 Morrow Mill Rd | Mebane | NC | 27302 | Approved | PP-N NC - Non-Hydroelectric Qualifying Facilities | Carolinas | 2009-08-19 | Superseded | Photovoltaic | Nicholson PV Installation | 2.4 | Northern | Single | 2011-04-07 | 2014-08-08 | 2009-07-17 | Superceded
DC | Polk | Mary Lange |  | Distribution |  | 24 | Solar | Residential | 1969 S LAKE REEDY BLVD | Frostproof | FL | 33843 | Approved | NM-FL Net Metering | FL | 2010-04-27 | Connected | Photovoltaic |  | 20.4 | South Central |  | 2014-09-10 |  |  | Executed
DC | Volusia | Mary Woodrow |  | Distribution |  | 6.16 | Solar | Residential | 1624 LINCOLNSHIRE DR | Deland | FL | 32724 | Approved | NM-FL Net Metering | FL | 2012-10-03 | Connected | Photovoltaic |  | 5.236 | North Central |  | 2014-09-10 |  |  | Executed
DC | Greenwood | Jason Pelletier | 120/240 | Distribution | Qty 30 (260 Watt) Canadian Solar CS6P-260M | 7.8 | Solar | Residential | 122 Summer Place N | Ninety Six | SC | 29666 | Approved | NM-SC Net Metering | Carolinas | 2015-05-22 | Connected | Photovoltaic |  | 6.01 | Southern | Single | 2014-11-05 | 2015-05-21 | 2014-11-05 | Executed
DC | Buncombe | Mary Douglass | 120/240 | Distribution | Qty 18-LG 260S1K | 4.68 | Solar | Residential | 107 Bull Mountain Rd | Asheville | NC | 28805 | Approved | NC NM-Net Metering for Renewable Energy Facilities | PEC Carolinas | 2014-04-10 | Connected | Photovoltaic |  | 4.68 | Western | Single | 2014-02-27 |  | 2014-02-27 | Executed
DC | LAKE | Mary Duncan |  | Distribution |  | 6.5 | Solar | Residential | 361 SILVER MAPLE RD, SOLAR PWR | GROVELAND | FL | 34736 | Approved | NM-FL Net Metering | FL | 2014-07-23 | Connected | Photovoltaic |  | 5.525 | South Central |  | 2014-09-10 |  |  | Executed
DC | Orange | Mary Agnew |  | Distribution |  | 9.88 | Solar | Residential | 1716 ROBERTS LANDING RD | Windermere | FL | 34786 | Approved | NM-FL Net Metering | FL | 2012-02-28 | Connected | Photovoltaic |  | 8.398 | South Central |  | 2014-09-10 |  |  | Executed
DC | Mecklenburg | Jason Kelley | 120/240 | Distribution |  | 1.4 | Solar | Residential | 16214 Bridgehampton Club Dr | Charlotte | NC | 28277 | Approved | NM-NC Net Metering | Carolinas | 2011-12-22 | Connected | Photovoltaic |  | 1.4 | Central | Single | 2011-06-01 |  | 2011-06-01 | Executed
DC | Wake | Jason Bzdula | 120/240 | Distribution |  | 4.08 | Solar | Residential | 2503 Joyner Rd | Durham | NC | 27704 | Approved | NM-NC Net Metering | Carolinas | 2014-09-25 | Connected | Photovoltaic |  | 5.29 | Northern | Single | 2014-07-29 | 2014-09-24 | 2014-07-29 | Executed
DC | Pasco | Mary Julian |  | Distribution |  | 4.8 | Solar | Residential | 5526 PALMETTO RD | NEW PORT RICHEY | FL | 34652 | Approved | NM-FL Net Metering | FL | 2012-09-14 | Connected | Photovoltaic |  | 4.08 | South Coastal |  | 2014-09-10 |  |  | Executed
DC | SEMINOLE | Mary Martin |  | Distribution |  | 6.25 | Solar | Residential | 1108 CARDINAL CREEK PL | OVIEDO | FL | 32765 | Approved | NM-FL Net Metering | FL | 2013-09-18 | Connected | Photovoltaic |  | 5.313 | North Central |  | 2014-09-10 |  |  | Executed
DC | Pinellas | Mary E. Beavers | 120/240 | Distribution | Qty 5 Q.Pro-G3/250w solar panels | 1.25 | Solar | Residential | 4317 67th Ave | Pinellas Park | FL | 33781 | Approved | NM-FL Net Metering | FL | 2015-04-09 | Connected | Photovoltaic |  | 1.06 | South Coastal | Single | 2015-03-30 |  | 2015-03-30 | Executed
DC | Pinellas | Mary Kramp |  | Distribution |  | 2.67 | Solar | Residential | 12454 81st Ct N | Seminole | FL | 33772 | Approved | NM-FL Net Metering | FL | 2008-07-28 | Connected | Photovoltaic |  | 2.27 | South Coastal |  | 2014-09-10 |  |  | Executed
DC | Buncombe | Mary Erickson |  | Distribution |  | 2.8 | Solar | Residential | 54 Acorn Road | Asheville | NC | 28805 | Approved | NC NM-Net Metering for Renewable Energy Facilities | PEC Carolinas | 2012-12-05 | Connected | Photovoltaic |  | 2.24 | Western | Single | 2012-12-27 |  |  | Executed
DC | Wake | Mary Frazer | 120/240 | Distribution | qty 16 Renesola JC255M 255 W PV modules | 4.08 | Solar | Residential | 1716 Evergreen Ave | Raleigh | NC | 27603 | Approved | NC NM-Net Metering for Renewable Energy Facilities | PEC Carolinas | 2015-04-09 | Connected | Photovoltaic |  | 4 | Northern | Single | 2015-02-24 |  | 2015-02-24 | Executed
DC |  | Mary G Green | 120/240 | Distribution | Eleven 185 Watt Suntech Solar Panels | 2.04 | Solar | Residential | 4625 Elmwood Road | Batavia | OH | 45103 | Approved | Rider NM - Net Metering Rider - OH | OH/KY | 2011-08-29 | Connected | Photovoltaic |  | 2.04 | South | Single | 2011-08-18 |  | 2011-08-18 | Executed
DC | Orange | Mary Susan Anthony | 120/240 | Distribution | Qty 18 Suniva 270W Solar Panels | 4.86 | Solar | Residential | 2701 Bernard Cir | Durham | NC | 27705 | Approved | NM-NC Net Metering | Carolinas |  | Pending Meter Set | Photovoltaic |  | 4.32 | Northern | Single | 2015-05-04 | 2015-06-10 | 2015-05-04 | Open
DC | Madison | Mary H Dixon | 120/240 | Distribution | 20 Suniva OPT250-60-4-100 Solar Modules | 5 | Solar | Residential | 20 Berry Willis Road | Hot Springs | NC | 28734 | Approved | NC NM-Net Metering for Renewable Energy Facilities | PEC Carolinas | 2013-02-07 | Connected | Photovoltaic |  | 4 | Western | Single | 2012-12-12 |  | 2012-12-12 | Executed
DC | Durham | Jason and Janet K Horton | 120/240 | Distribution | Qty 9 (245 Watt) SW245 Solar Panels | 2.21 | Solar | Residential | 4709 Myra Glen PL | Durham | NC | 27707 | Approved | NM-NC Net Metering | Carolinas | 2012-11-02 | Connected | Photovoltaic |  | 2.205 | Northern | Single | 2012-10-15 | 2012-11-01 | 2012-10-15 | Executed
DC | Pinellas | Mary Henderson | 120/240 | Distribution | Qty 5 Q Pro-G3/250W Solar Panels | 1.25 | Solar | Residential | 3275 56th St N | St Petersburg | FL | 33710 | Approved | NM-FL Net Metering | FL | 2015-04-13 | Connected | Photovoltaic |  | 1.06 | South Coastal | Single | 2015-03-23 |  | 2015-03-23 | Executed
DC | Buncombe | Mary Hourihan | 120/240 | Distribution | Qty 24 (250 Watt) Mage PowerTec Plus 250 | 6 | Solar | Residential | 508 Blackberry Inn Road | Weaverville | NC | 28787 | Pending | NC NM-Net Metering for Renewable Energy Facilities | PEC Carolinas | 2013-09-03 | Connected | Photovoltaic |  | 6 | Western | Single | 2013-04-03 |  | 2013-04-03 | Executed
DC | Cabarrus | Jason Allen | 120/240 | Distribution | QTY 16 Mage 250 Solar Modules | 4 | Solar | Residential | 1404 Zered PL NW | Concord | NC | 28027 | Approved | NM-NC Net Metering | Carolinas | 2014-04-11 | Connected | Photovoltaic |  | 4 | Central | Single | 2014-01-29 | 2014-04-03 | 2014-01-29 | Executed
DC | Pinellas | Mary Unger |  | Distribution |  | 2.94 | Solar | Residential | 176 21ST AVE SE | St Petersburg | FL | 33705 | Approved | NM-FL Net Metering | FL | 2012-08-31 | Connected | Photovoltaic |  | 2.499 | South Coastal |  | 2014-09-10 |  |  | Executed
DC |  | Mary Janet Simone | 120/240 | Distribution | Qty 24 Yingli #YL250P (250watts) Solar Panels | 6 | Solar | Residential | 85 Bayou Bend Rd | Groveland | FL | 34736 | Approved | NM-FL Net Metering | FL | 2015-06-01 | Connected | Photovoltaic |  | 5.1 | South Central | Single | 2015-05-06 |  | 2015-05-06 | Executed
DC | Alamance | Janis Ansell | 120/240 | Distribution | Qty 20 (245 Watt) SPR-245NE-WHT-D | 4.9 | Solar | Residential | 4089 W Greensboro Chapel Hill Rd | Liberty | NC | 27298 | Approved | SCG-NC Small Customer Generator Rider | Carolinas | 2013-01-03 | Connected | Photovoltaic |  | 4.9 | Northern | Single | 2012-11-12 | 2012-12-18 | 2012-11-12 | Executed
DC | Alamance | Janine Tokarczyk | 120/240 | Distribution |  | 2 | Solar | Residential | 109 North Oakland Dr | Mebane | NC | 27302 | Approved | SCG-NC Small Customer Generator Rider | Carolinas | 2009-07-09 | Connected | Photovoltaic |  | 2 | Northern | Single | 2011-04-07 |  | 2009-06-26 | Executed
DC | Buncombe | Mary Katherine Goodwin | 120/240 | Distribution | Qty 27 (250 Watt) Kyocera KD250GX-LFB | 6.75 | Solar | Residential | 6 Elmwood Ln | Asheville | NC | 28803 | Approved | NC NM-Net Metering for Renewable Energy Facilities | PEC Carolinas | 2014-04-04 | Connected | Photovoltaic |  | 6 | Western | Single | 2014-02-21 |  | 2014-02-21 | Executed
DC | Pitt | Mason Solar Center |  | Distribution |  |  | Solar | Non-Residential | 1099 South Grimesland Bridge Road | Grimesland | NC | 27837 | Approved |  | PEC Carolinas |  | Under Construction | Photovoltaic |  | 15300 | Unknown | 3-phase | 2014-10-21 |  | 2013-06-05 | Open
DC | MONROE | MASOUD S MAHMOODI | 120/240 |  | eighteen 120-W Evergreen Solar EC120 solar panels | 2.16 | Solar | Residential | 2120 SUSIE ST | BLOOMINGTON | IN | 47401 | Approved | Net Metering - Standard Contract Rider No. 57 | IN | 2007-07-31 | Connected | Photovoltaic |  | 2.16 | Soutwest | Single |  |  |  | Executed
DC | Pinellas | Mary Kim Terry | 120/240 | Distribution | Phono Solar | 1 | Solar | Residential | 1056 MADISON ST | Largo | FL | 33770 | Approved | NM-FL Net Metering | FL | 2014-12-11 | Connected | Photovoltaic |  | 0.85 | South Coastal | Single | 2014-12-15 |  | 2014-12-15 | Executed
DC | orange | Janice Palmer | 120/240 | Distribution | QTY 20 255W REC SOLAR PANELS | 5.1 | Solar | Residential | 1800 US HIGHWAY 70 W | HILLSBOROUGH | NC | 27278 | Approved | NM-NC Net Metering | Carolinas | 2015-03-20 | Connected | Photovoltaic |  | 4 | Northern | Single | 2015-02-02 | 2015-03-09 | 2015-02-02 | Executed
DC | Orange | Janet Whitesides | 120/240 | Distribution | Qty 8 RECPeak Energy BLK Series 250 W Solar Panel | 2 | Solar | Residential | 107 Center St | Carrboro | NC | 27510 | Approved | NM-NC Net Metering | Carolinas | 2014-07-08 | Connected | Photovoltaic |  | 2 | Northern | Single | 2014-06-17 | 2014-07-07 | 2014-06-17 | Executed
DC | Greenwood | Janet Ledebuhr | 120/240 | Distribution | Qty 35 9335 Watt) SunPower X21-335-BLK Solar Panels | 12.06 | Solar | Residential | 906 Eagles Harbor Dr Lot 119 | Hodges | SC | 29653 | Approved | NM-SC Net Metering | Carolinas | 2014-08-27 | Connected | Photovoltaic |  | 12 | Southern | Single | 2014-07-03 | 2014-08-22 | 2014-07-03 | Executed
DC | Pinellas | Mary Guarino |  | Distribution |  | 10.8 | Solar | Residential | 2834 11TH AVE N ST | ST PETERSBURG | FL | 33713 | Approved | NM-FL Net Metering | FL | 2014-02-06 | Connected | Photovoltaic |  | 9.18 | South Coastal |  | 2014-09-10 |  |  | Executed
DC |  | Mary M Combs | 120/240 | Distribution | Thirty 68 Watt and Six 136 Watt UniSol Solar Panels | 2.86 | Solar | Residential | 11007 Westfield Blvd E | Indianapolis | IN | 46280 | Approved | Net Metering - Standard Contract Rider No. 57 | IN | 2011-12-23 | Connected | Photovoltaic |  | 2.86 | Central | Single | 2011-11-28 |  | 2011-11-28 | Executed
DC | Wake | Mary Musaus | 120/240 | Distribution | 16 260W Sunmodule Panels | 4.16 | Solar | Residential | 9211 Kirkhill Drive | Raleigh | NC | 27615 | Approved | NM-NC Net Metering | PEC Carolinas | 2014-01-08 | Connected | Photovoltaic |  | 3.44 | Northern | Single | 2013-06-06 |  | 2013-06-06 | Executed
DC | Moore | Mary Nachreiner | 120/240 | Distribution | Qty 16 SolarWorld SW 270W Mono Solar Panels | 4.32 | Solar | Residential | 911 Glenwood Trl. | Southern Pines | NC | 28387 | Approved | NM-NC Net Metering | PEC Carolinas | 2015-04-15 | Connected | Photovoltaic |  | 3.8 | Southern | Single | 2015-03-02 |  | 2015-03-02 | Executed
DC | Polk | Mary Nelsen- Hanger 7259455267 | 120/240 | Distribution | Qty 20 Axitec 250W Solar Panels | 5 | Solar | Residential | 1851 US Highway 630 W *Hngr | Frostproof | FL | 33843 | Approved | NM-FL Net Metering | FL | 2015-05-20 | Connected | Photovoltaic |  | 4.25 | South Central | Single | 2015-05-13 |  | 2015-05-13 | Executed
DC | Polk | Mary Nelsen- Residence 2246902190 | 120/240 | Distribution | Qty 20 Axitec 250W Solar Panels | 5 | Solar | Residential | 1851 US Highway 630 W | Frostproof | FL | 33843 | Approved | NM-FL Net Metering | FL | 2015-05-20 | Connected | Photovoltaic |  | 4.25 | South Central | Single | 2015-05-05 |  | 2015-05-05 | Executed
DC | HOWARD | MATTHEW ELKIN | 120/240 |  | forty-eight 216-W Sharp solar panels | 10.37 | Solar | Non-Residential | 208 MAIN ST N | KOKOMO | IN | 46901 | Approved | Net Metering - Standard Contract Rider No. 57 | IN | 2009-03-17 | Connected | Photovoltaic |  | 10.368 | North | Single |  |  |  | Executed
DC | Lake | Mary Ault |  | Distribution |  | 2 | Solar | Residential | 156 BALMY COAST RD | Groveland | FL | 34736 | Approved | NM-FL Net Metering | FL | 2012-09-27 | Connected | Photovoltaic |  | 1.7 | South Central |  | 2014-09-10 |  |  | Executed
DC | Hamilton | Mary R Burger | 120/240 | Distribution | sixteen 270-W Suniva Optimus OPT270-60-4-1B0 solar panels | 4.32 | Solar | Residential | 9942 Forestglen Dr | Cincinnati | OH | 45242 | Approved | Rider NM - Net Metering Rider - OH | OH/KY | 2014-10-24 | Connected | Photovoltaic |  | 3.33 | Central | Single | 2014-10-10 |  | 2014-10-10 | Executed
DC | Clermont | Mary Rutledge | 120/240 | Distribution | 7 (240 Watt) Solarworld Sunmodule SW240 mono Black/Version 2.0 | 1.68 | Solar | Residential | 1138 Cedar Ridge Rd | Felicity | OH | 45120 | Approved | Rider NM - Net Metering Rider - OH | OH/KY | 2012-04-26 | Connected | Photovoltaic |  | 1.505 | South | Single | 2012-04-16 |  | 2012-04-16 | Executed
DC | NEW HANOVER | Matthew Jansohn | 120/240 |  |  | 1.73 | Solar | Residential | 4111 Abbington Terrace | Wilmington | NC | 28403 | Approved | NC CSP-Cogeneration and Small Power Producer-Sell All | PEC Carolinas | 2011-01-20 | Connected | Photovoltaic |  | 1.38 | Eastern | Single | 2012-10-18 |  |  | Executed
DC | POLK | Mary Scott |  | Distribution |  | 1.96 | Solar | Residential | 519 CADIZ DR | DAVENPORT | FL | 33837 | Approved | NM-FL Net Metering | FL | 2014-03-07 | Connected | Photovoltaic |  | 1.666 | South Central |  | 2014-09-10 |  |  | Executed
DC | Highlands | Mary Rucker |  | Distribution |  | 6.07 | Solar | Residential | 25 TIOGA LN | LAKE PLACID | FL | 33852 | Approved | NM-FL Net Metering | FL | 2009-12-18 | Connected | Photovoltaic |  | 5.16 | South Central |  | 2014-09-10 |  |  | Executed
DC | Wilkes | Janet Goddard Bullis | 120/240 | Distribution | 8 LG 275W Solar Panels | 2.2 | Solar | Residential | 833 Goddard Ln | Millers Creek | NC | 28651 | Approved | NM-NC Net Metering | Carolinas | 2014-08-27 | Connected | Photovoltaic |  | 2 | Northern | Single | 2014-08-21 | 2014-08-22 | 2014-08-21 | Executed
DC | Cabarrus | Jane S Cecil | 120/240 | Distribution | QTY 15 Sunpower x21-335 | 5.03 | Solar | Residential | 6218 Chamar Cir | Kannapolis | NC | 28081 | Approved | NM-NC Net Metering | Carolinas | 2013-09-16 | Connected | Photovoltaic |  | 5 | Central | Single | 2013-09-05 | 2013-09-16 | 2013-09-05 | Executed
DC | Polk | Jan Caskey | 12,470Y/7,200 | Distribution | 15 Siliken 250w Panels | 3.75 | Solar | Residential | 1360 Rixhaven Dr | Saluda | NC | 28773 | Approved | NM-NC Net Metering | Carolinas | 2012-11-19 | Connected | Photovoltaic |  | 6.645 | Southern | Single | 2012-11-07 | 2012-11-16 | 2012-11-07 | Executed
DC | Lake | Mary W Bell | 120/240 | Distribution |  | 7 | Solar | Residential | 368 SALT MARSH LN, SOLAR PWR | Groveland | FL | 34736 | Approved | NM-FL Net Metering | FL | 2015-01-06 | Connected | Photovoltaic |  | 5.95 | South Central | Single | 2015-01-04 |  | 2015-01-04 | Executed
DC | Wake | Mary Watson Nooe | 120/240 | Distribution | Qty 18 (255 Watt) Samsung PV-MBA1BG255 | 4.59 | Solar | Residential | 625 Saint George Rd | Raleigh | NC | 27610 | Approved | NC NM-Net Metering for Renewable Energy Facilities | PEC Carolinas | 2012-12-18 | Connected | Photovoltaic |  | 3.67 | Northern | Single | 2012-12-03 |  | 2012-12-03 | Executed
DC | Lake | Maryann Gravel | 120/240 | Distribution |  | 7 | Solar | Residential | 389 SILVER MAPLE RD, SOLAR PWR | Groveland | FL | 34736 | Approved | NM-FL Net Metering | FL | 2014-11-12 | Connected | Photovoltaic |  | 5.95 | South Central | Single | 2014-11-11 |  | 2014-11-11 | Executed
DC | Union | Matthew W. Smith | 120/240 | Distribution |  | 1.14 | Solar | Residential | 703 Springwood Dr | Waxhaw | NC | 28173 | Cancelled | SCG-NC Small Customer Generator Rider | Carolinas |  | Cancelled | Photovoltaic |  | 1.14 | Central | Single | 2011-04-07 |  | 2008-05-19 | Cancelled
DC | Orange | MaryJo Zager | 120/240 | Distribution | Solar World 275 Watt | 7.15 | Solar | Residential | 25537 HIGH HAMPTON CIR | Sorrento | FL | 32776 | Approved | NM-FL Net Metering | FL | 2014-12-19 | Connected | Photovoltaic |  | 6.08 | North Central | Single | 2014-12-21 |  | 2014-12-21 | Executed
DC | Stokes | Jamie L. Strom | 120/240 | Distribution | 12 (250 W) Seniva Opt 250-60-4-1B0 | 3 | Solar | Residential | 1395 Denny Rd | King | NC | 27021 | Approved | NM-NC Net Metering | Carolinas | 2013-03-08 | Connected | Photovoltaic |  | 2.58 | Northern | Single | 2013-02-26 | 2013-03-07 | 2013-02-26 | Executed
DC | Orange | Masaji Terasawa |  | Distribution |  | 5.06 | Solar | Residential | 14515 PORTER RD | WINTER GARDEN | FL | 34787 | Approved | NM-FL Net Metering | FL | 2013-01-31 | Connected | Photovoltaic |  | 4.301 | South Central |  | 2014-09-10 |  |  | Executed
DC | Pasco | Massimo Emilioni |  | Distribution |  | 5 | Solar | Residential | 17352 MINT LEAF LN | Land O Lakes | FL | 34638 | Approved | NM-FL Net Metering | FL | 2009-03-09 | Connected | Photovoltaic |  | 4.25 | South Coastal |  | 2014-09-10 |  |  | Executed
DC |  | Matt C Auch | 120/240 | Distribution | Eighteen 240 Watt Schott Solar Panels | 4.32 | Solar | Residential | 6851 St Rd 32 E | Whitestown | IN | 46075 | Approved | Net Metering - Standard Contract Rider No. 57 | IN | 2011-12-05 | Connected | Photovoltaic |  | 3.87 | Northern | Single | 2011-11-02 |  | 2011-11-02 | Executed
|  | Maurice S S Hull | [5 empty] | Residential | 4321 Hwy 57 N | Semora | NC | 27343 | Pending |  | PEC Carolinas |  |  | Photovoltaic |  |  | Northern |  | 2015-06-12 |  | 2015-06-12 | Open
DC | Orange | Matt Duncan | 120/240 | Distribution | Qty 33 REC 260W Solar Panels | 8.58 | Solar | Residential | 10443 Sparrow Landing Way | Orlando | FL | 32832 | Approved | NM-FL Net Metering | FL | 2015-04-22 | Connected | Photovoltaic |  | 7.293 | South Central | Single | 2015-04-17 |  | 2015-04-17 | Executed
DC | Cabarrus | Maverick Solar, LLC |  | Distribution | Qty 13068 (285 Watt) Trina TSM-285 PA14 | 3724.38 | Solar | Non-Residential | 6558 NC Highway 49 N | Mount Pleasant | NC | 28124 | Cancelled | PP-N NC - Non-Hydroelectric Qualifying Facilities | Carolinas |  | Cancelled | Photovoltaic |  | 3000 | Central | 3-phase | 2013-02-05 |  | 2013-02-05 | Cancelled
DC | Orange | Jamie E Newman | 120/240 | Distribution | Qty 11 REC 250W PE Black | 2.75 | Solar | Residential | 306 Crest Dr | Chapel Hill | NC | 27516 | Approved | NM-NC Net Metering | Carolinas | 2014-08-28 | Connected | Photovoltaic |  | 3.571 | Northern | Single | 2014-07-23 | 2014-08-28 | 2014-07-23 | Executed
DC | Union | James Zynsky | 120/240 | Distribution | Qty 22 (250 Watt) LG250S1C-G3 | 5.5 | Solar | Residential | 2905 Medlin Rd | Monroe | NC | 28112 | Approved | NM-NC Net Metering | Carolinas | 2014-03-28 | Connected | Photovoltaic |  | 5 | Central | Single | 2013-09-18 | 2014-01-14 | 2013-09-18 | Executed
DC | Marion | Matthew Bouton | 120/240 | Distribution | Suniva 265 | 6.1 | Solar | Residential | 20198 SW 57th St | Dunnellon | FL | 34431 | Approved | NM-FL Net Metering | FL | 2015-02-16 | Connected | Photovoltaic |  | 5.18 | North Coastal | Single | 2015-05-04 |  | 2015-05-04 | Executed
DC | Lake | Matthew Brenneman |  | Distribution |  | 7.75 | Solar | Residential | 6212 DORA DR | MOUNT DORA | FL | 32757 | Approved | NM-FL Net Metering | FL | 2012-02-02 | Connected | Photovoltaic |  | 6.588 | North Central |  | 2014-09-10 |  |  | Executed
AC | Robeson | Maxton Biogas, LLC |  | Distribution |  |  | Biogas | Non-Residential | Unknown | Maxton | NC | 28364 | On Hold |  | PEC Carolinas |  | Pending | Other |  | 3020 | Unknown |  | 2014-10-21 |  | 2013-09-24 | Open
DC | Robeson | Maxton Solar Two LLC |  |  | Qty 8320 Renesola 305W Solar Panels | 2537 | Solar | Non-Residential | 14881 NC Hwy 130W | Maxton | NC | 28364 | On Hold |  | PEC Carolinas |  | Pending | Photovoltaic |  | 2000 | Unknown | 3-phase | 2014-10-26 |  | 2014-09-15 | Open
DC | Robeson | Maxton Solar1 |  | Distribution |  |  | Solar | Non-Residential | Unknown | Maxton | NC | 28364 | Approved |  | PEC Carolinas |  | Pending | Photovoltaic |  | 4998 | Unknown |  | 2014-10-21 |  | 2014-08-14 | Open
DC | Alamance | Maya Solar, LLC | 12,470Y/7,200 | Distribution | (21,780) Trina TSM-285 PA14 W Panels | 6207 | Solar | Non-Residential | 1138 Moores Chapel Cemetery Road | Graham | NC | 27253 | Cancelled | PP-N NC - Non-Hydroelectric Qualifying Facilities | Carolinas |  | Cancelled | Photovoltaic |  | 5000 | Northern | 3-phase | 2012-10-23 |  | 2012-10-23 | Cancelled
DC | Durham | James W. Moody | 120/240 | Distribution | qty 15 REC 255w solar panels | 3.83 | Solar | Residential | 143 Pinecrest Rd | Durham | NC | 27705 | Approved | NM-NC Net Metering | Carolinas | 2015-01-06 | Connected | Photovoltaic |  | 3.75 | Northern | Single | 2014-12-02 | 2015-01-02 | 2014-12-02 | Executed
DC | KENTON | MAYNARD C CONNER | 120/240 |  | twenty-two 245-W SolarWorld Sunmodule Plus SM245P solar modules | 5.39 | Solar | Residential | 1012 CEDAR BROOK DR | FORT MITCHELL | KY | 41017 | Approved | Rider NM - Net Metering Rider - KY | OH/KY | 2010-11-16 | Connected | Photovoltaic |  | 5 | North | Single |  |  |  | Executed
DC | Mecklenburg | James W. Hannon | 120/240 | Distribution |  | 1.75 | Solar | Residential | 2901 Valencia Terrace | Charlotte | NC | 28211 | Approved | NM-NC Net Metering | Carolinas | 2011-12-19 | Connected | Photovoltaic |  | 1.75 | Central | Single | 2011-06-13 |  | 2011-06-13 | Executed
DC | Durham | James V Gudaitis | 120/240 | Distribution | QTY 13 Sun Power 335 X-Series Solar Panels | 4.36 | Solar | Residential | 4914 Eno Woods Trl | Durham | NC | 27712 | Approved | NM-NC Net Metering | Carolinas | 2014-05-29 | Connected | Photovoltaic |  | 4 | Northern | Single | 2014-04-30 | 2014-05-27 | 2014-04-30 | Executed
DC | Mecklenburg | James Tyler | 120/240 | Distribution | Qty 5 Renosola VirtusII 250W Solar Panels | 1.25 | Solar | Residential | 13815 Walkers Creek Dr | Charlotte | NC | 28273 | Approved | NM-NC Net Metering | Carolinas | 2015-01-29 | Connected | Photovoltaic |  | 1.25 | Central | Single | 2014-12-17 | 2015-01-23 | 2014-12-17 | Executed
DC | Rockingham | Mayodan Farm, LLC | 12,470Y/7,200 | Distribution | 3610 modules of Canadian Solar CS6X-300P | 6500 | Solar | Non-Residential | 484 Philpott Road | Stoneville | NC | 27048 | Cancelled | PP-N NC - Non-Hydroelectric Qualifying Facilities | Carolinas |  | Cancelled | Photovoltaic |  | 4950 | Central | 3-phase | 2013-08-07 |  | 2013-08-07 | Cancelled
DC | Buncombe | MB Haynes Corp | 120/240 | Distribution | Qty 72 SolarWorld sw260 mono | 18 | Solar | Non-Residential | 187 Deaverview Road | Asheville | NC | 28806 | Cancelled | NC NM-Net Metering for Renewable Energy Facilities | PEC Carolinas |  | Cancelled | Photovoltaic |  | 18 | Western | Single | 2013-10-24 |  | 2013-10-24 | Cancelled
DC | Buncombe | MB Haynes Corp | 120/240 | Distribution | Qty 84 SolarWorld sw250 mono | 21 | Solar | Non-Residential | 187 Deaverview Road | Asheville | NC | 28806 | Cancelled | NC NM-Net Metering for Renewable Energy Facilities | PEC Carolinas |  | Cancelled | Photovoltaic |  | 18.06 | Western | Single | 2013-10-24 |  | 2013-10-24 | Cancelled
DC | Pasco | Matthew Gallagher |  | Distribution |  | 4.6 | Solar | Residential | 6203 FLORIDA AVE | New Port Richey | FL | 34653 |  | NM-FL Net Metering | FL | 2011-05-19 | Connected | Photovoltaic |  | 3.91 | South Coastal | Single | 2014-10-28 |  | 2014-10-28 | Executed
DC | Warren | Matthew Holcomb | 120/240 | Distribution | QTY 60 Trina TSM-280-PC/PA14 280 watt Panels | 16.8 | Solar | Residential | 8478 Morgans Runs Dr | Morrow | OH | 45152 | Approved | Rider NM - Net Metering Rider - OH | OH/KY | 2015-06-03 | Connected | Photovoltaic |  | 15.2 | North | Single | 2015-05-27 |  | 2015-05-27 | Executed
DC | Spartanburg | James Thorp | 120/240 | Distribution |  | 0.74 | Solar | Residential | 106 Cameron Dr | Spartanburg | SC | 29302 | Approved | NM-SC Net Metering | Carolinas | 2012-03-22 | Connected | Photovoltaic |  | 0.76 | Southern | Single | 2012-03-01 |  | 2012-03-01 | Executed
DC | Pinellas | Matthew Malouf |  | Distribution |  | 5.71 | Solar | Residential | 314 N DISSTON AVE | Tarpon Springs | FL | 34689 | Approved | NM-FL Net Metering | FL | 2011-05-30 | Connected | Photovoltaic |  | 4.854 | South Coastal |  | 2014-09-10 |  |  | Executed
DC | Buncombe | Matthew J Menne | 120/240 | Distribution | Qty 12 SunPower E20327 | 3.92 | Solar | Residential | 136 Norwood Ave. | Asheville | NC | 28801 | Approved | NM-NC Net Metering | PEC Carolinas | 2013-11-12 | Connected | Photovoltaic |  | 3.8 | Western | Single | 2013-10-23 |  | 2013-10-23 | Executed
DC | Rockingham | McCoy Farm, LLC |  | Distribution | Qty 21660 (300 Watt) Canadian Solar CS6X-300P Solar Panels | 6498 | Solar | Non-Residential | 190 State Road 2437 | Reidsville | NC | 27320 | Cancelled | PP-N NC - Non-Hydroelectric Qualifying Facilities | Carolinas |  | Cancelled | Photovoltaic |  | 4500 | Northern | 3-phase | 2013-03-20 |  | 2013-03-20 | Cancelled
DC | Cleveland | McCraw Farm, LLC | 12,470Y/7,200 | Distribution | 26,600 (240wp) Astronergy Solar Panels | 6384 | Solar | Non-Residential | 2438 McCraw Rd, | Mooresboro | NC | 28114 | Cancelled | PP-N NC - Non-Hydroelectric Qualifying Facilities | Carolinas |  | Cancelled | Photovoltaic | McCraw Farm, LLC | 5000 | Central | 3-phase | 2012-08-09 |  | 2012-08-09 | Cancelled
DC | Sampson | McCullen Solar, LLC |  | Distribution |  |  | Solar | Non-Residential | Unknown | Clinton | NC | 28328 | Approved |  | PEC Carolinas |  | Pending | Photovoltaic |  | 5000 | Unknown |  | 2014-10-21 |  | 2014-07-29 | Open
DC | Vigo | McDonald Solar Farm, LLC |  | Distribution | Qty 22131 (305 Watts) BYD 305 P6C-36 Solar Panels | 6750 | Solar | Non-Residential | NE side of HWY 150 Between W Trinity Ave and N Range Line Place | Terre Haute | IN | 47885 | Pending | Standard Contract Rider No. 50 ? Parallel Operation for Qualifying Facility | IN |  | Pending | Photovoltaic |  | 4800 | Southern | 3-phase | 2014-09-05 |  | 2014-09-05 | Open
DC | Harnett | McDougald Solar, LLC |  |  | Qty 8320 Canadian Solar 305 W Solar Panels | 2537 | Solar | Non-Residential | McDougald Rd | Lillington | NC | 27546 | Pending |  | PEC Carolinas |  | Pending | Photovoltaic |  | 2000 | Unknown | 3-phase | 2014-10-26 |  | 2014-09-15 | Open
DC | McDowell | McDowell County Schools | 208Y/120 | Distribution |  | 5.28 | Solar | Non-Residential | 676 State St | Marion | NC | 28752 | On Hold | NM-NC Net Metering | Carolinas |  | Pending | Photovoltaic |  | 4.73 | Central | 3-phase | 2011-11-18 |  | 2011-11-18 | Open
DC | Robeson | McGoogan Farm, LLC - Strata Solar |  | Distribution | Canadian Solar, CS6X Qty-21,660 | 30 | Solar | Non-Residential | Golf View Drive | Lumber Bridge | NC | 28357 | Approved | NC CSP29-Cogeneration and Small Power Producer-Sell All | PEC Carolinas | 2015-08-20 | Pending IA | Photovoltaic |  | 4998 | Southern |  | 2014-10-21 |  | 2013-11-27 | Open
DC | Buncombe | Matthew Neill | 120/240 | Distribution | Qty 11 260W Suniva Solar Panels | 2.86 | Solar | Residential | 60 Austin Ave | Asheville | NC | 28801 | Approved | NC NM-Net Metering for Renewable Energy Facilities | PEC Carolinas | 2014-11-06 | Connected | Photovoltaic |  | 3.714 | Western | Single | 2014-09-03 |  | 2014-09-03 | Executed
DC | DAVIDSON | JAMES TAYLOR | 120/240 | Distribution | QTY 12 MAGE 250 SOLAR | 3 | Solar | Residential | 5280 FRIENDSHIP LEDFORD RD | WINSTON SALEM | NC | 27107 | Approved | NM-NC Net Metering | Carolinas | 2014-01-23 | Connected | Photovoltaic |  | 2.856 | Northern | Single | 2013-11-27 | 2013-12-27 | 2013-11-27 | Executed
DC | Rowan | James T and Ann Swanner | 120/240 | Distribution | qty 20 Sunpower E20/327 solar panels | 6.54 | Solar | Residential | 920 Brown Acres Rd | Salisbury | NC | 28146 | Approved | NM-NC Net Metering | Carolinas | 2015-04-17 | Connected | Photovoltaic |  | 6 | Central | Single | 2015-03-04 | 2015-04-08 | 2015-03-04 | Executed
DC | Robeson | McLean Solar, LLC |  |  | 21,660 Canadian CS6X-300P Solar Modules | 6498 | Solar | Non-Residential | 7th Street and Lamb Rd | Lumberton | NC | 28358 | Cancelled |  | PEC Carolinas |  | Cancelled | Photovoltaic |  | 4800 | Unknown |  | 2015-03-01 |  | 2015-03-01 | Cancelled
DC | CLERMONT | MEADOW SPRINGS FARM LLC | single |  | Fifty-six 208-W Sharp ND-208 panels | 11.65 | Solar | Residential | 6300 NEWTONSVILLE RD | PLEASANT PLAIN | OH | 45162 | Approved | Rider NM - Net Metering Rider - OH | OH/KY | 2007-01-05 | Connected | Photovoltaic |  | 11.648 | East | 120/240 |  |  |  | Executed
DC | Rowan | Meadowbrook Solar, LLC |  | Distribution | Qty 22400 YL305P-35B Solar Modules | 6832 | Solar | Non-Residential | Sides Rd | Rockwell | NC | 28138 | Approved | PP-N NC - Non-Hydroelectric Qualifying Facilities | Carolinas |  | Pending | Photovoltaic |  | 5000 | Northern | Single | 2014-09-19 |  | 2014-09-19 | Open
DC | Harnett | Meadowlark Solar LLC |  | Distribution | Qty 21,660 CanadianSolar MaxPower CS6X 300P | 6498 | Solar | Non-Residential | Meadowlard Rd | Dunn | NC | 28335 | Pending |  | PEC Carolinas |  | Pending | Photovoltaic |  | 4800 | Unknown | 3-phase | 2015-02-09 |  | 2015-02-09 | Open
DC | Columbus | Meares Solar Center, LLC |  | Distribution |  |  | Solar | Non-Residential | 573 Graham Street | Fair Bluff | NC | 28439 | Approved |  | PEC Carolinas |  | Pending IA | Photovoltaic |  | 4999 | Unknown |  | 2014-10-21 |  | 2013-08-09 | Open
DC |  | James Steve Land | 120/240 | Distribution | Qty 10 | 2.7 | Solar | Residential | 513 Maupin Ave | Salisbury | NC | 28144 | Approved | NM-NC Net Metering | Carolinas | 2015-03-18 | Connected | Photovoltaic |  | 2.4 | Central | Single | 2015-02-12 | 2015-03-17 | 2015-02-12 | Executed
DC | PINELLAS | Matthew Terranova |  | Distribution |  | 11.61 | Solar | Residential | 1564 PENNSYLVANIA AVE | PALM HARBOR | FL | 34683 | Approved | NM-FL Net Metering | FL | 2014-01-13 | Connected | Photovoltaic |  | 9.869 | South Coastal |  | 2014-09-10 |  |  | Executed
DC | Orange | James C Schweitzer | 120/240 | Distribution | Qty 24 RenaSola 255W Modules | 6.12 | Solar | Residential | 431 Revere Rd | Hillsborough | NC | 27278 | Approved | NM-NC Net Metering | Carolinas | 2015-05-20 | Connected | Photovoltaic |  | 6 | Northern | Single | 2015-03-17 | 2015-05-18 | 2015-03-17 | Executed
DC | Macon | James Richard Trevathan | 120/240 | Distribution |  | 3.15 | Solar | Residential | 581 North Big Bear Pen Mtn. | Highlands | NC | 28741 | Approved | PP-N NC - Non-Hydroelectric Qualifying Facilities | Carolinas | 2010-02-18 | Connected | Photovoltaic | Trevathan PV Installation | 3 | Southern | Single | 2011-04-07 |  | 2009-12-14 | Executed
DC | Henderson | Medwest LLC |  | Distribution | Qty 174 (285 Watt) LG Solar LG285N1C | 49.87 | Solar | Non-Residential | 1216 6th Ave W | Hendersonville | NC | 28739 | Cancelled | PP-N NC - Non-Hydroelectric Qualifying Facilities | Carolinas |  | Cancelled | Photovoltaic |  | 45 | Southern | 3-phase | 2013-10-02 |  | 2013-10-02 | Cancelled
DC | Forsyth | James P Miller | 120/240 | Distribution | Qty 24 (345 Watt) SunPower X21-345 Solar Panels | 8.28 | Solar | Residential | 2548 Woodberry Dr | Winston Salem | NC | 27106 | Approved | NM-NC Net Metering | Carolinas | 2014-11-25 | Connected | Photovoltaic |  | 6.38 | Northern | Single | 2014-10-17 | 2014-11-19 | 2014-10-17 | Executed
DC | Orange | Megawatt Solar, Inc. - NM | 120/240 | Distribution |  | 10 | Solar | Non-Residential | 437 Dimmocks Mill Rd | Hillsborough | NC | 27278 | Approved | PP-N NC - Non-Hydroelectric Qualifying Facilities | Carolinas | 2012-08-29 | Cancelled | Photovoltaic | MW Solar PV Installation | 5 | Northern | Single | 2011-04-07 |  | 2007-05-25 | Cancelled
DC | Spartanburg | James O Alford | 120/240 | Distribution | Qty 16 250W Axitec Solar Panels | 4 | Solar | Residential | 212 SW Fieldsedge Dr | Moore | SC | 29369 | Approved | NM-SC Net Metering | Carolinas | 2014-10-22 | Connected | Photovoltaic |  | 3.44 | Southern | Single | 2014-09-24 | 2014-10-17 | 2014-09-24 | Executed
DC | Seminole | Mehrdad Sheikh | 120/240 | Distribution | Canadian | 2.55 | Solar | Residential | 656 Coral Way | Winter Springs | FL | 32708 | Pending | NM-FL Net Metering | FL |  | Pending | Photovoltaic |  | 2.17 | North Central | Single | 2014-10-08 |  | 2014-10-08 | Open
DC | Mecklenburg | James Nash | 120/240 | Distribution | Qty 8 Renesola 250W Solar Panels | 2 | Solar | Residential | 3409 Barfield Dr | Charlotte | NC | 28217 | Approved | NM-NC Net Metering | Carolinas | 2015-06-16 | Connected | Photovoltaic |  | 1.72 | Central | Single | 2015-04-22 | 2015-06-12 | 2015-04-22 | Executed
DC | Buncombe | Maurice William Murray III | 120/240 | Distribution | Qty 15 (250 Watt) Kyocera KD250 | 3.75 | Solar | Residential | 10 Teems Ln | Asheville | NC | 28805 | Approved | NC NM-Net Metering for Renewable Energy Facilities | PEC Carolinas | 2014-03-21 | Connected | Photovoltaic |  | 3 | Western | Single | 2014-02-06 |  | 2014-02-06 | Executed
DC |  | Mavis Miller | 120/240 | Distribution | nine 255-W Suniva Optimus solar panels | 2.3 | Solar | Residential | 4947 Miami River Rd. E. | Cleves | OH | 45002 | Approved | Rider NM - Net Metering Rider - OH | OH/KY | 2013-05-20 | Connected | Photovoltaic |  | 1.935 | Central | Single | 2013-05-03 |  | 2013-05-03 | Executed
DC | New Hanover | Max Woodbury | 120/240 | Distribution |  | 4.25 | Solar | Residential | 1824 Starfix Terrace | Wilmington | NC | 28405 | Approved | NC NM-Net Metering for Renewable Energy Facilities | PEC Carolinas | 2010-12-16 | Connected | Photovoltaic |  | 3.4 | Eastern | Single | 2012-10-18 |  |  | Executed
DC | Pinellas | Maxie Hardison |  | Distribution |  | 0.12 | Solar | Residential | 11372 OAKHAVEN DR | PINELLAS PARK | FL | 33782 | Approved | NM-FL Net Metering | FL | 2013-01-02 | Connected | Photovoltaic |  | 0.102 | South Coastal |  | 2014-09-10 |  |  | Executed
DC | Pasco | Melba J Niepoetter | 120/240 | Distribution |  | 10.1 | Solar | Residential | 37516 Laurel Hammock Dr | Zephyrhills | FL | 33541 | Pending | NM-FL Net Metering | FL |  | Pending | Photovoltaic |  |  | South Coastal | Single | 2015-06-17 |  | 2015-06-17 | Open
DC | Onslow | Melinda Solar, LLC |  | Distribution | Trina TSM-285 PA 14 PV module |  | Solar | Non-Residential | 433 Foster Road | Henderson | NC | 27537 | Approved | NC CSP29-Cogeneration and Small Power Producer-Sell All | PEC Carolinas |  | Under Construction | Photovoltaic |  | 5000 | Northern |  | 2014-10-21 |  | 2013-07-24 | Open
DC | Clermont | Melink Inc - NM | 480Y/277 | Distribution | two hundred twenty four 260-W REC260PE solar panel | 58.24 | Solar | Non-Residential | 5140 RIVER VALLEY RD | MILFORD | OH | 45150 | Pending | Rider NM - Net Metering Rider - OH | OH/KY |  | Pending | Photovoltaic |  | 164.22 | South | 3-phase | 2014-10-15 |  | 2014-10-15 | Open
DC |  | Melink Inc - NM | 480Y/277 | Distribution | forty-eight 245-W solar modules | 11.76 | Solar | Non-Residential | 5140 RIVER VALLEY RD | MILFORD | OH | 45150 | Approved | Rider NM - Net Metering Rider - OH | OH/KY | 2011-03-14 | Superseded | Photovoltaic |  | 78.98 | South | 3-phase |  |  |  | Superceded
DC |  | Melink Inc - NM | 480Y/277 | Distribution | three hundred fifty-two 72.5-W solar panels | 25.52 | Solar | Non-Residential | 5140 RIVER VALLEY RD | MILFORD | OH | 45150 | Approved | Rider NM - Net Metering Rider - OH | OH/KY | 2011-03-14 | Superseded | Photovoltaic |  | 102.98 | South | 3-phase |  |  |  | Superceded
DC | Orange | Maximilian Villinger |  | Distribution |  | 8.4 | Solar | Residential | 4328 TIDEWATER DR | Orlando | FL | 32812 | Approved | NM-FL Net Metering | FL | 2011-07-14 | Connected | Photovoltaic |  | 7.14 | South Central |  | 2014-09-10 |  |  | Executed
DC |  | Melink Inc - NM | 480Y/277 | Distribution | sixty-four Sharp Electronics 170-W solar panels | 10.88 | Solar | Non-Residential | 5140 RIVER VALLEY RD | MILFORD | OH | 45150 | Approved | Rider NM - Net Metering Rider - OH | OH/KY | 2006-01-01 | Superseded | Photovoltaic |  | 9.2 | South | 3-phase |  |  |  | Superceded
DC |  | Melink Inc - NM | 480Y/277 | Distribution | sixty-four 165-W Sharp Electronics solar panels | 10.56 | Solar | Non-Residential | 5140 RIVER VALLEY RD | MILFORD | OH | 45150 | Approved | Rider NM - Net Metering Rider - OH | OH/KY | 2007-05-21 | Superseded | Photovoltaic |  | 18.4 | South | 3-phase |  |  |  | Superceded
DC |  | Melink Inc - NM | 480Y/277 | Distribution | sixty-four 170-W Sharp Electronics solar panels | 10.88 | Solar | Non-Residential | 5140 RIVER VALLEY RD | MILFORD | OH | 45150 | Approved | Rider NM - Net Metering Rider - OH | OH/KY | 2008-06-09 | Superseded | Photovoltaic |  | 27.6 | South | 3-phase |  |  |  | Superceded
DC |  | Melink Inc - NM | 480Y/277 | Distribution | twelve 180-W Melink solar panels | 2.16 | Solar | Non-Residential | 5140 RIVER VALLEY RD | MILFORD | OH | 45150 | Approved | Rider NM - Net Metering Rider - OH | OH/KY | 2010-03-17 | Superseded | Photovoltaic |  | 29.76 | South | 3-phase |  |  |  | Superceded
DC |  | Melink Inc - NM | 480Y/277 | Distribution | thrity-two 173-W Solyndra SL-001-173, twelve 255-W Xunlight XR-117 panels | 8.6 | Solar | Non-Residential | 5140 RIVER VALLEY RD | MILFORD | OH | 45150 | Approved | Rider NM - Net Metering Rider - OH | OH/KY | 2010-06-16 | Superseded | Photovoltaic |  | 44.26 | South | 3-phase |  |  |  | Superceded
DC |  | Melink Inc - NM | 480Y/277 | Distribution | eighty-eight 67.5-W Abound solar panels | 5.94 | Solar | Non-Residential | 5140 RIVER VALLEY RD | MILFORD | OH | 45150 | Approved | Rider NM - Net Metering Rider - OH | OH/KY | 2011-01-20 | Superseded | Photovoltaic |  | 49.26 | South | 3-phase |  |  |  | Superceded
DC |  | Melink Inc - NM | 480Y/277 | Distribution | seventy-eight 67.5-W First Solar PV modules | 5.27 | Solar | Non-Residential | 5140 RIVER VALLEY RD | MILFORD | OH | 45150 | Approved | Rider NM - Net Metering Rider - OH | OH/KY | 2011-01-20 | Superseded | Photovoltaic |  | 54.26 | South | 3-phase |  |  |  | Superceded
DC |  | Melink Inc - NM | 480Y/277 | Distribution | seventy-two 180-W solar modules | 12.96 | Solar | Non-Residential | 5140 RIVER VALLEY RD | MILFORD | OH | 45150 | Approved | Rider NM - Net Metering Rider - OH | OH/KY | 2011-03-14 | Superseded | Photovoltaic |  | 67.22 | South | 3-phase |  |  |  | Superceded
DC | Stokes | James Sealey | 120/240 | Distribution | Suniva Optimus OPT255.60-4.1BO | 3.06 | Solar | Residential | 1040 Shawnee Trail Road | Germanton | NC | 27019 | Approved | NM-NC Net Metering | Carolinas | 2014-01-16 | Connected | Photovoltaic |  | 2.58 | Northern | Single | 2013-12-09 | 2013-12-19 | 2013-12-09 | Executed
DC | Halifax | Maynard Ealing | 120/240 | Distribution | QTY 12 Suniva 265 Watt Optimus Series Solar Modules | 3.2 | Solar | Residential | 2718 NC Hwy 561 | Hollister | NC | 27844 | Approved | NC NM-Net Metering for Renewable Energy Facilities | PEC Carolinas | 2014-12-03 | Connected | Photovoltaic |  | 2.58 | Northern | Single | 2014-09-22 |  | 2014-09-22 | Executed
DC | Buncombe | MB Haynes Corp-1 |  | Distribution |  | 21 | Solar | Non-Residential | Unknown | Asheville | NC | 28816 | Approved | NC NM-Net Metering for Renewable Energy Facilities | PEC Carolinas | 2014-08-26 | Connected | Photovoltaic |  | 18.9 | Unknown |  | 2014-10-21 |  | 2014-05-20 | Executed
DC | Orange | Melvin Miller |  | Distribution |  | 5.28 | Solar | Residential | 754 HARDWICK CT | Orlando | FL | 32825 | Approved | NM-FL Net Metering | FL | 2009-11-09 | Superseded | Photovoltaic |  | 4.488 | South Central |  | 2014-09-10 |  |  | Superceded
DC | Buncombe | MB Haynes Corp-2 |  | Distribution |  | 18 | Solar | Non-Residential | Unknown | Asheville | NC | 28816 | Approved | NC NM-Net Metering for Renewable Energy Facilities | PEC Carolinas | 2014-08-05 | Connected | Photovoltaic |  | 16.2 | Unknown |  | 2014-10-21 |  | 2014-05-20 | Executed
DC | Wake | Memonto Mori LLC |  | Distribution | QTY 144 Suniva 270 Watt Solar Modules | 38.88 | Solar | Non-Residential | 301 S Academy St | Durham | NC | 27701 | Pending | NC NM-Net Metering for Renewable Energy Facilities | PEC Carolinas |  | Under Construction | Photovoltaic |  | 34.2 | Northern | Single | 2015-06-04 |  | 2015-06-04 | Open
DC | Buncombe | Meredith Polansky | 120/240 | Distribution | QTY 33 SUNIVA 260 OPTIMUS SOLAR MODULES | 8.58 | Solar | Residential | 5 Big Sky Dr | Leicester | NC | 28748 | Cancelled | NC NM-Net Metering for Renewable Energy Facilities | PEC Carolinas |  | Cancelled | Photovoltaic |  | 11.14 | Western |  | 2014-08-04 |  | 2014-08-04 | Cancelled
DC |  | MCC Batavia LLC | 480Y/277 | Distribution | Twenty-Four 180 Watt Mono-Crystalline Solar Panels | 4.32 | Solar | Non-Residential | 4053 Cloughwoods Drive | Batavia | OH | 45103 | Approved | Rider NM - Net Metering Rider - OH | OH/KY | 2012-01-09 | Connected | Photovoltaic |  | 4.32 | South | 3-phase | 2011-12-16 |  | 2011-12-16 | Executed
DC | Robeson | McCallum Farm, LLC |  | Distribution |  | 6240 | Solar | Non-Residential | 2058 Main Street | Rowland | NC | 28383 | Approved | NC CSP27-Cogeneration and Small Power Producer-Sell All | PEC Carolinas | 2013-09-19 | Connected | Photovoltaic |  | 4975 | Unknown |  | 2014-10-21 |  | 2012-10-18 | Executed
DC |  | McCluskey Chevrolet | 208Y/120 | Distribution | one hundred eight Lumos LEX 185-72M solar modules | 19.98 | Solar | Non-Residential | 9673 Kings Automall Dr | Cincinnati | OH | 45249 | Approved | Rider NM - Net Metering Rider - OH | OH/KY | 2012-09-28 | Connected | Photovoltaic |  | 20 | North | 3-phase | 2012-09-12 |  | 2012-09-12 | Executed
DC | Wake | MCI Telecommunications |  | Distribution |  | 650 | Solar | Non-Residential | 6400 Weston Parkway | Cary | NC | 27513 | Approved | NC NM-Net Metering for Renewable Energy Facilities | PEC Carolinas | 2013-12-20 | Connected | Photovoltaic |  | 552 | Unknown |  | 2014-10-21 |  | 2013-09-24 | Executed
DC | Columbus | McKenzie Farm, LLC |  | Distribution | Canadian Solar CS6XX-300P | 7116 | Solar | Non-Residential | 522 Flitter Hill Road | Whiteville | NC | 28472 | Approved | NC CSP29-Cogeneration and Small Power Producer-Sell All | PEC Carolinas | 2013-12-13 | Connected | Photovoltaic |  | 4950 | Eastern |  | 2014-10-21 |  | 2013-03-28 | Executed
DC | Tipton | Mckinney & Mckinney, Inc. | 120/240 | Distribution | two hundred fifty-six 250-W Kyocera solar panels | 64 | Solar | Non-Residential | 9843 Division Rd. W | Kempton | IN | 46049 | Approved | Net Metering - Standard Contract Rider No. 57 | IN | 2014-06-27 | Connected | Photovoltaic |  | 55.04 | Northern | Single | 2014-03-17 |  | 2014-03-17 | Executed
DC | Iredell | James M Diehl | 120/240 | Distribution | qty 26 Sunpower E20-327W Solar panel | 8.5 | Solar | Residential | 111 StrawPocket Ln | Mooresville | NC | 28117 | Approved | NM-NC Net Metering | Carolinas | 2015-01-02 | Connected | Photovoltaic |  | 7.6 | Central | Single | 2014-11-05 | 2014-12-30 | 2014-11-05 | Executed
DC | Johnston | Mechanic Shop - Manheim Remarketing Inc. |  | Distribution |  | 100 | Solar | Non-Residential | Unknown | Kenly | NC | 27542 | Approved | NC NM-Net Metering for Renewable Energy Facilities | PEC Carolinas | 2014-02-04 | Connected | Photovoltaic |  | 75 | Unknown |  | 2014-10-21 |  | 2013-09-20 | Executed
DC | Mecklenburg | James L. Johnson | 120/240 | Distribution | Qty 9 (216 Watt Sharp 216W) and Qty 9 235 Watt Sharp235w | 4.06 | Solar | Residential | 201 W Charles St | Matthews | NC | 28105 | Approved | NM-NC Net Metering | Carolinas | 2014-08-28 | Connected | Photovoltaic |  | 3.6 | Central | Single | 2014-07-15 | 2014-08-21 | 2014-07-15 | Executed
DC | Granville | Meriwether Farm, LLC | 23,900Y/13,800 | Distribution |  |  | Solar | Non-Residential | 5087 Lewis St | Oxford | NC | 27565 | Pending |  | PEC Carolinas |  | Pending | Photovoltaic |  | 5000 | Unknown | 3-phase | 2014-10-26 |  | 2014-09-08 | Open
DC | Spartanburg | James Krajnik | 120/240 | Distribution | QTY 20: SunSource Black Solar Module 260Wp | 5.2 | Solar | Residential | 251 Sundyal Dr | Moore | SC | 29369 | Approved | NM-SC Net Metering | Carolinas | 2013-11-12 | Connected | Photovoltaic |  | 4.3 | Southern | Single | 2013-09-12 | 2013-10-30 | 2013-09-12 | Executed
DC | CLERMONT | MERLIN JACOBSEN | single |  | eight 175-W Suntech Black Label STP175S-24/Ab-1 solar panels | 1.4 | Solar | Residential | 2599 MCHENRY RD | GOSHEN | OH | 45122 | Approved | Rider NM - Net Metering Rider - OH | OH/KY | 2009-06-30 | Connected | Photovoltaic |  | 1.4 | East | 120/240 |  |  |  | Executed
DC | Pinellas | Megan Foster | 120/240 | Distribution | Qty 8 SW285w, Qty 2 SW275w, Qty 1 SW270w-solar panels | 3.1 | Solar | Residential | 605 Sugar Mill Rd | Tarpon Springs | FL | 34689 | Approved | NM-FL Net Metering | FL | 2015-03-13 | Connected | Photovoltaic |  | 2.64 | South Coastal | Single | 2015-03-12 |  | 2015-03-12 | Executed
DC | MONROE | MERRILL T HATLEN | 120/240 |  | ten 220-W REC SCM220 solar panels | 2.2 | Solar | Residential | 1215 WASHINGTON ST S | BLOOMINGTON | IN | 47401 | Cancelled | Net Metering - Standard Contract Rider No. 57 | IN | 2009-10-19 | Superseded | Photovoltaic |  | 2.2 | Soutwest | Single |  |  |  | Cancelled
DC | SEMINOLE | Mehrdad Sheikh |  | Distribution |  | 7.5 | Solar | Residential | 1607 N WIND CT | WINTER SPRINGS | FL | 32708 | Approved | NM-FL Net Metering | FL | 2014-07-17 | Connected | Photovoltaic |  | 6.375 | North Central |  | 2014-09-10 |  |  | Executed
DC | Durham | James J. Boyle | 120/240 | Distribution |  | 3.6 | Solar | Residential | 4807 Marena Pl | Durham | NC | 27707 | Approved | PP-N NC - Non-Hydroelectric Qualifying Facilities | Carolinas | 2010-06-08 | Connected | Photovoltaic | Boyle PV Installation | 3.6 | Northern | Single | 2011-04-07 |  | 2010-05-12 | Executed
DC | Gilchrist | Mei Barselou |  | Distribution |  | 6.76 | Solar | Residential | 1360 SE State Road 26 | Trenton | FL | 32693 | Approved | NM-FL Net Metering | FL | 2008-09-11 | Connected | Photovoltaic |  | 5.746 | North Coastal |  | 2014-09-10 |  |  | Executed
DC | Orange | James J West | 120/240 | Distribution | 6 REC-255W Solar Panels | 1.53 | Solar | Residential | 207 Weathervane Dr | Carrboro | NC | 27510 | Approved | NM-NC Net Metering | Carolinas | 2014-12-19 | Connected | Photovoltaic |  | 1.5 | Northern | Single | 2014-10-30 | 2014-11-26 | 2014-10-30 | Executed
DC | Citrus | Melanie Woch | 120/240 | Distribution | Qty 40 Solar World 250W Solar Panels | 10 | Solar | Residential | 7299 N Whippoorwill Ter | Hernando | FL | 34442 | Approved | NM-FL Net Metering | FL | 2015-06-10 | Connected | Photovoltaic |  | 8.5 | North Coastal | Single | 2015-06-02 |  | 2015-06-02 | Executed
DC | Orange County | Melany Alicea | 120/240 | Distribution | Qty 20 Solar World 275W Solar Panels | 5.5 | Solar | Residential | 12749 Gettysburg Cir | Orlando | FL | 32837 | Approved | NM-FL Net Metering | FL | 2015-04-14 | Connected | Photovoltaic |  | 4.675 | South Central | Single | 2015-04-02 |  | 2015-04-02 | Executed
DC |  | Melink Inc - NM | 480Y/277 | Distribution | twenty-oe Uni-Solar PVL-144 solar modules | 3.02 | Solar | Non-Residential | 5140 RIVER VALLEY RD | MILFORD | OH | 45150 | Approved | Rider NM - Net Metering Rider - OH | OH/KY | 2011-06-21 | Connected | Photovoltaic |  | 105.98 | South | 3-phase | 2011-06-13 |  | 2011-06-13 | Executed
DC | Buncombe | Melissa E Harris | 120/240 | Distribution | Qty 18 (85 Watt) Kycera Solar Panels | 1.91 | Solar | Residential | 183 Curtin Miles Rd | Alexander | NC | 28701 | Approved | NC NM-Net Metering for Renewable Energy Facilities | PEC Carolinas | 2013-04-24 | Connected | Photovoltaic |  | 1.53 | Western | Single | 2013-04-22 |  | 2013-04-22 | Executed
DC | Seminole | Melody Manger |  | Distribution |  | 6.72 | Solar | Residential | 5679 AUTUMN CHASE CIR | SANFORD | FL | 32773 | Approved | NM-FL Net Metering | FL | 2013-01-16 | Connected | Photovoltaic |  | 5.712 | North Central |  | 2014-09-10 |  |  | Executed
DC | Orange | Melvin Miller |  | Distribution |  | 20.56 | Solar | Residential | 754 HARDWICK CT | Orlando | FL | 32825 | Approved | NM-FL Net Metering | FL | 2014-03-03 | Connected | Photovoltaic |  | 17.476 | South Central |  | 2014-09-10 |  |  | Executed
DC | Wake | Meritage HMS of Carolinas Inc | 120/240 | Distribution | qty 8 Sunpower 230NE BLK solar panels | 1.84 | Solar | Residential | 415 Boscawen Lane | Cary | NC | 27519 | Approved | NC NM-Net Metering for Renewable Energy Facilities | PEC Carolinas | 2015-04-10 | Connected | Photovoltaic |  | 1.84 | Northern | Single | 2014-12-29 |  | 2014-12-29 | Executed
DC | Wake | Meritage Homes of Carolinas INC | 120/240 | Distribution | QTY 8 SunPower SPR-230 BLK-D Modules | 1.84 | Solar | Non-Residential | 204 Liberty Hill Pass | Morrisville | NC | 27560 | Approved | NC NM-Net Metering for Renewable Energy Facilities | PEC Carolinas | 2015-03-13 | Connected | Photovoltaic |  | 1.288 | Northern | Single | 2014-12-29 |  | 2014-12-29 | Executed
DC | ORANGE | Meritage Homes Of Fl Inc - 1St Installation |  | Distribution |  | 1.82 | Solar | Non-Residential | 8911 BLUE MESA DRIVE | WINDERMERE | FL | 34786 | Approved | NM-FL Net Metering | FL | 2013-07-09 | Connected | Photovoltaic |  | 1.547 | South Central |  | 2014-09-10 |  |  | Executed
DC | SEMINOLE | Meritage Meritage Homes Of Fl Inc |  | Distribution |  | 1.82 | Solar | Residential | 564 EGRET PLACE DRIVE | WINTER GARDEN | FL | 34787 | Approved | NM-FL Net Metering | FL | 2013-07-26 | Connected | Photovoltaic |  | 1.547 | South Central |  | 2014-09-10 |  |  | Executed
DC | Orange | Meritage Homes of FL, Inc. - 0069291461 | 120/240 | Distribution | Qty 12 SPR-X20-250-Blk, 250watts, Solar Panels | 3 | Solar | Residential | 9344 Trinana Cir | Winter Garden | FL | 34787 | Approved | NM-FL Net Metering | FL | 2015-06-09 | Connected | Photovoltaic |  | 2.55 | South Central | Single | 2015-05-15 |  | 2015-05-15 | Executed
DC | Orange | Meritage Homes of FL, Inc. - 5047568057 | 120/240 | Distribution | Qty 8 SPR-230NE-BLK-D (230watts) Solar panels | 1.84 | Solar | Residential | 3106 Stonewyck St | Orlando | FL | 32824 | Approved | NM-FL Net Metering | FL | 2015-05-20 | Connected | Photovoltaic |  | 1.564 | South Central | Single | 2015-05-13 |  | 2015-05-13 | Executed
DC | Morgan | Michael B Whitaker | 120/240 | Distribution | Qty 10 | 1.75 | Solar | Residential | 2275 Crestview St | Martinsville | IN | 46151 | Pending | Net Metering - Standard Contract Rider No. 57 | IN |  | Pending | Photovoltaic |  | 1.75 | Southern | Single | 2015-06-09 |  | 2015-06-09 | Open
DC | York | James J Oliver | 120/240 | Distribution | Twelve Westinghouse 175 W Solar Panels | 2.1 | Solar | Residential | 6050 Little Mountain Rd | Clover | SC | 29710 | Approved | NM-SC Net Metering | Carolinas | 2011-06-20 | Connected | Photovoltaic |  | 2.1 | Central | Single | 2011-05-11 |  | 2011-05-11 | Executed
DC | Wake | Meritage Homes of North Carolina, Inc. | 120/240 | Distribution |  | 2 | Solar | Residential | 201 Sunset Point Dr | Holly Springs | NC | 27540 | Approved | NC NM-Net Metering for Renewable Energy Facilities | PEC Carolinas | 2011-12-20 | Connected | Photovoltaic |  | 1.6 | Northern | Single | 2012-10-18 |  |  | Executed
DC | Wake | Meritage Homes of North Carolina, Inc. | 120/240 | Distribution |  | 2.25 | Solar | Residential | 201 Sunset Point Dr | Holly Springs | NC | 27540 | Approved | NC NM-Net Metering for Renewable Energy Facilities | PEC Carolinas | 2012-08-02 | Connected | Photovoltaic |  | 1.8 | Northern | Single | 2012-10-18 |  |  | Executed
DC | Carteret | Merlin Huckemeyer | 120/240 | Distribution | 20 BenQ 260W Solar Panels | 5.2 | Solar | Residential | 517 Asby Ln | Morehead City | NC | 28557 | Pending | NC NM-Net Metering for Renewable Energy Facilities | PEC Carolinas | 2014-02-05 | Connected | Photovoltaic |  | 3.44 | Eastern | Single | 2013-09-23 |  | 2013-09-23 | Executed
DC | Marion | Merrill Smith |  | Distribution |  | 9.6 | Solar | Residential | 9113 SW 95TH AVE | Ocala | FL | 34481 | Approved | NM-FL Net Metering | FL | 2010-02-04 | Connected | Photovoltaic |  | 8.16 | North Coastal |  | 2014-09-10 |  |  | Executed
DC | Monroe | MERRILL T HATLEN | 120/240 | Distribution | seventeen 260-W Helios 6T series solar modules | 4.42 | Solar | Residential | 1215 WASHINGTON ST S | BLOOMINGTON | IN | 47401 | Approved | Net Metering - Standard Contract Rider No. 57 | IN | 2013-09-12 | Connected | Photovoltaic |  | 3.655 | Southern | Single | 2013-08-30 |  | 2013-08-30 | Executed
DC | Citrus | Merton Rashley |  | Distribution |  | 9.6 | Solar | Residential | 5446 E GRANGER ST | INVERNESS | FL | 34452 | Approved | NM-FL Net Metering | FL | 2013-01-07 | Connected | Photovoltaic |  | 8.16 | North Coastal |  | 2014-09-10 |  |  | Executed
DC |  | Mervyn Cohen | 120/240 | Distribution | thirty-two Nusun Solar NS255-6M 255-W solar panels | 8.16 | Solar | Residential | 520 Cedar Street West | Zionsville | IN | 46077 | Approved | Net Metering - Standard Contract Rider No. 57 | IN | 2013-07-24 | Connected | Photovoltaic |  | 6.88 | Northern | Single | 2013-06-18 |  | 2013-06-18 | Executed
DC | Mecklenburg | James I Briley | 120/240 | Distribution | qty 4 Renesola Virtus II 250w solar panels | 1 | Solar | Residential | 7634 Bedfordshire Dr | Charlotte | NC | 28226 | Approved | NM-NC Net Metering | Carolinas | 2015-04-20 | Connected | Photovoltaic |  | 0.86 | Central | Single | 2015-01-16 | 2015-04-17 | 2015-01-16 | Executed
DC | LAKE | Mfs Mfs Cascades Llc |  | Distribution |  | 7.2 | Solar | Residential | 174 BALMY COAST RD, SOLAR POWER | GROVELAND | FL | 34736 | Approved | NM-FL Net Metering | FL | 2014-06-13 | Connected | Photovoltaic |  | 6.12 | South Central |  | 2014-09-10 |  |  | Executed
DC | Lake | MFS Cascades LLC | 120/240 | Distribution | Qty 22 Yingli#YL250P-29b, 250Watts, Solar Panels | 5.5 | Solar | Residential | 69 Bayou Bend Rd | Groveland | FL | 34736 | Approved | NM-FL Net Metering | FL | 2015-06-11 | Connected | Photovoltaic |  | 4.675 | South Central | Single | 2015-05-20 |  | 2015-05-20 | Executed
DC | LAKE | MFS MFS Cascades LLC | 120/240 | Distribution |  | 6.25 | Solar | Residential | 101 Mist Flower Ln, Solar Pwr | Groveland | FL | 34736 |  | NM-FL Net Metering | FL | 2014-07-22 | Connected | Photovoltaic |  | 5.313 | South Central | Single |  |  |  | Executed
DC | Lake | MFS Cascades LLC -334 Salt Marsh | 120/240 | Distribution | Trilogy Lot 2188 | 8.25 | Solar | Residential | 334 Salt Marsh Ln | Solar PWR Groveland | FL | 34736 | Approved | NM-FL Net Metering | FL | 2015-01-27 | Connected | Photovoltaic |  | 7.01 | South Central | Single | 2015-05-04 |  | 2015-05-04 | Executed
DC | Greenville | James Hardin | 120/240 | Distribution | 20 Westinghouse AC-235 Instac Conect | 4.7 | Solar | Residential | 5 The Smt | Greenville | SC | 29609 | Approved | NM-SC Net Metering | Carolinas | 2013-04-23 | Connected | Photovoltaic |  | 4.3 | Southern | Single | 2013-04-08 | 2013-04-19 | 2013-04-08 | Executed
DC | Alachua | Michael Kearney |  | Distribution |  | 9.95 | Solar | Residential | 26008 NW 206TH PL, RL 4 | High Springs | FL | 32643 | Approved | NM-FL Net Metering | FL | 2014-01-06 | Connected | Photovoltaic |  | 8.453 | North Coastal |  | 2014-09-10 |  |  | Executed
DC | Orange | Michael Stibila |  | Distribution |  | 5.28 | Solar | Residential | 1142 WILLOW BRANCH DR | Orlando | FL | 32828 | Approved | NM-FL Net Metering | FL | 2010-07-28 | Connected | Photovoltaic |  | 4.488 | North Central |  | 2014-09-10 |  |  | Executed
DC | Volusia | Michael A. Clayton | 120/240 | Distribution | Qty 40 Canadian C6P-255Watts, solar panels | 10.2 | Solar | Residential | 1491 Olde Kensington Ln | Deltona | FL | 32725 | Approved | NM-FL Net Metering | FL | 2015-04-07 | Connected | Photovoltaic |  | 8.67 | North Central | Single | 2015-04-06 |  | 2015-04-06 | Executed
DC | Buncombe | Michael Fleenor | 120/240 | Distribution | Qty 23 Suniva Opt 260 | 5.98 | Solar | Residential | 5 Elkmont Ter | Asheville | NC | 28804 | Cancelled | NC NM-Net Metering for Renewable Energy Facilities | PEC Carolinas |  | Cancelled | Photovoltaic |  | 4.6 | Western | Single | 2014-08-04 |  | 2014-08-04 | Cancelled
DC | Orange | Michael A. Kahn | 120/240 | Distribution | Qty 11 SW275-Solar Panels | 3.02 | Solar | Residential | 824 Home Grove Dr | Winter Garden | FL | 34787 | Approved | NM-FL Net Metering | FL | 2015-02-03 | Connected | Photovoltaic |  | 2.57 | South Central | Single | 2015-01-29 |  | 2015-01-29 | Executed
DC | Pender | Michael Adams | 120/240 | Distribution | Qty 12 Green Triplex 250W Modules | 3.12 | Solar | Residential | 113 Yacht Basin Landing Dr | Hamptead | NC | 28443 | Approved | NC NM-Net Metering for Renewable Energy Facilities | PEC Carolinas | 2014-03-07 | Connected | Photovoltaic |  | 2.58 | Eastern | Single | 2014-01-22 |  | 2014-01-22 | Executed
DC | Rowan | James H Beard | 120/240 | Distribution | Qty 12 (260 Watt) | 3.12 | Solar | Residential | 280 Black Beard Ln | Rockwell | NC | 28138 | Approved | NM-NC Net Metering | Carolinas | 2014-05-14 | Connected | Photovoltaic |  | 2.58 | Central | Single | 2014-02-11 | 2014-05-06 | 2014-02-11 | Executed
DC | Volusia | Michael B. Clayton | 120/240 | Distribution | Qty 40 Canadian C6P-255Watts, solar panels | 10.2 | Solar | Residential | 2472 Tranquil Ln | Deltona | FL | 32725 | Approved | NM-FL Net Metering | FL | 2015-05-22 | Connected | Photovoltaic |  | 8.67 | North Central | Single | 2015-05-14 |  | 2015-05-14 | Executed
DC | Seminole | Michael Bernstein |  | Distribution |  | 10 | Solar | Residential | 843 MATTOCKS CT | CASSELBERRY | FL | 32707 | Approved | NM-FL Net Metering | FL | 2012-09-12 | Connected | Photovoltaic |  | 8.5 | North Central |  | 2014-09-10 |  |  | Executed
DC | CLINTON | MICHAEL G BEVER | 120/240 |  | twenty-two 205-W Kyocera KD205GX-LP solar panels | 4.51 | Solar | Residential | 6160 FOREST AVE N | FOREST | IN | 46039 | Approved | Net Metering - Standard Contract Rider No. 57 | IN | 2009-11-25 | Connected | Photovoltaic |  | 4.51 | North | Single |  |  |  | Executed
DC | Lake | Michael C Houge | 120/240 | Distribution |  | 6.5 | Solar | Residential | 227 BAYOU BEND RD, SOLAR POWER | Groveland | FL | 34736 | Approved | NM-FL Net Metering | FL | 2015-01-30 | Connected | Photovoltaic |  | 5.52 | South Central | Single | 2015-01-12 |  | 2015-01-12 | Executed
DC | PASCO | Michael Pipes |  | Distribution |  | 5 | Solar | Residential | 16140 NIKKI LN | ODESSA | FL | 33556 | Approved | NM-FL Net Metering | FL | 2014-01-06 | Connected | Photovoltaic |  | 4.25 | South Coastal |  | 2014-09-10 |  |  | Executed
DC | Cherokee | James Gordon | 120/240 | Distribution | QTY 6 Sunmodule Plus SW 270 Watt Panels | 1.62 | Solar | Residential | 229 Green Lake Rd | Chesnee | SC | 29323 | Approved | NM-SC Net Metering | Carolinas | 2015-04-24 | Connected | Photovoltaic |  | 1.44 | Southern | Single | 2015-04-10 | 2015-04-16 | 2015-04-10 | Executed
DC | Mecklenburg | James Rowell | 120/240 | Distribution |  | 4.94 | Solar | Residential | 7001 Thermal Rd | Charlotte | NC | 28211 | Approved | PP-N NC - Non-Hydroelectric Qualifying Facilities | Carolinas | 2012-03-01 | Connected | Photovoltaic | Rowell PV Installation | 4 | Central | Single | 2011-12-06 |  | 2011-12-06 | Executed
DC | Lake | Michael Cohan | 120/240 | Distribution | Trilogy Lot 1184 | 7.5 | Solar | Residential | 228 Bayou Bend Rd, Solar Power | Groveland | FL | 34736 | Approved | NM-FL Net Metering | FL | 2014-09-05 | Connected | Photovoltaic |  | 6.375 | South Central | Single |  |  |  | Executed
DC | Pinellas | Michael Conner |  | Distribution |  | 3.68 | Solar | Residential | 9665 GROVELAND ST | Largo | FL | 33772 | Approved | NM-FL Net Metering | FL | 2011-05-05 | Connected | Photovoltaic |  | 3.128 | South Coastal |  | 2014-09-10 |  |  | Executed
DC | Yadkin | Michael G. Hitchcock | 120/240 | Distribution |  | 15 | Solar | Residential | 3656 Old US Hwy 421 East | Yadkinville | NC | 27055 | Pending | NM-NC Net Metering | Carolinas |  | Pending | Photovoltaic |  | 11.55 | Northern | Single | 2014-11-21 |  | 2014-11-21 | Open
DC | Volusia | Michael Connis |  | Distribution |  | 4.8 | Solar | Residential | 621 E LEHIGH DR | DELTONA | FL | 32738 | Approved | NM-FL Net Metering | FL | 2011-12-29 | Connected | Photovoltaic |  | 4.08 | North Central |  | 2014-09-10 |  |  | Executed
DC | Pasco | Michael Currie | 120/240 | Distribution | Qty 20 (280 Watt) Solar World SW280 | 5.6 | Solar | Residential | 9908 Stephenson Dr | New Port Richey | FL | 34655 | Approved | NM-FL Net Metering | FL | 2015-05-13 | Connected | Photovoltaic |  | 4.76 | South Coastal | Single | 2015-02-06 |  | 2015-02-06 | Executed
DC | Pinellas | Michael Bright |  | Distribution |  | 4 | Solar | Residential | 8590 42ND AVE N | St Petersburg | FL | 33709 | Approved | NM-FL Net Metering | FL | 2011-01-04 | Connected | Photovoltaic |  | 3.4 | South Coastal |  | 2014-09-10 |  |  | Executed
DC | Catawba | James E. Bright | 120/240 | Distribution | QTY: 10 Renesola 250W, QTY: 4 Sharp 224W | 3.3 | Solar | Residential | 1827 Twin Ponds Dr | Hickory | NC | 28602 | Approved | SCG-NC Small Customer Generator Rider | Carolinas | 2014-03-03 | Connected | Photovoltaic |  | 3.01 | Central | Single | 2013-11-20 | 2014-02-28 | 2013-11-20 | Executed
DC | Boone | Michael Harrell | 120/240 |  | fifteen 255-W Sunival solar panels | 3.82 | Solar | Residential | 540 Eagleview Court | Zionsville | IN | 46077 | Approved | Net Metering - Standard Contract Rider No. 57 | IN | 2013-05-22 | Connected | Photovoltaic |  | 3.225 | Central |  | 2013-05-22 |  | 2013-05-22 | Executed
DC | HAMILTON | MICHAEL HARRIS | single |  | twelve 230-W Sharp ND-230QCJ solar modules | 2.76 | Solar | Residential | 10042 CHESTER RD | CINCINNATI | OH | 45215 | Approved | Rider NM - Net Metering Rider - OH | OH/KY | 2010-05-03 | Connected | Photovoltaic |  | 2.76 | Central | 120/240 |  |  |  | Executed
DC | Lincoln | James E Scott | 120/240 | Distribution | Qty 4 Renesola 250W Solar Panels | 1 | Solar | Residential | 3592 E Highway 27 | Lincolnton | NC | 28092 | Approved | NM-NC Net Metering | Carolinas | 2015-05-22 | Connected | Photovoltaic |  | 0.86 | Central | Single | 2015-03-16 | 2015-05-01 | 2015-03-16 | Executed
DC | Surry | James E. Jackson | 120/240 | Distribution |  | 14.25 | Solar | Non-Residential | 107 W. Independence Blvd. | Mount Airy | NC | 27030 | Approved | NM-NC Net Metering | Carolinas | 2014-07-21 | Connected | Photovoltaic |  | 12.26 | Northern | Single | 2014-05-30 | 2014-07-21 | 2014-05-30 | Executed
DC | Polk | James E Brookshire | 120/240 | Distribution | 24 240W SunModule Solar Panels | 5.76 | Solar | Residential | 450 Miller Mountain Rd | Saluda | NC | 28773 | Approved | NM-NC Net Metering | Carolinas | 2012-11-20 | Connected | Photovoltaic |  | 5.16 | Southern | Single | 2012-10-18 | 2012-11-19 | 2012-10-18 | Executed
DC | Wake | Michael D. Masemore | 120/240 | Distribution |  | 1.38 | Solar | Residential | 3532 Choplinshire Way | Apex | NC | 27502 | Approved | NC NM-Net Metering for Renewable Energy Facilities | PEC Carolinas | 2011-01-17 | Connected | Photovoltaic |  | 1.1 | Northern | Single | 2012-10-18 |  |  | Executed
DC | Butler | Michael Dalton | 120/240 | Distribution | thirty-eight 270-W SolarWorld SW 270 solar panels | 10.26 | Solar | Residential | 6282 Elk Creek Rd | Middletown | OH | 45042 | Pending | Rider NM - Net Metering Rider - OH | OH/KY | 2013-12-16 | Connected | Photovoltaic |  | 9.5 | North | Single | 2013-11-25 |  | 2013-11-25 | Executed
DC | Orange | Michael Langan |  | Distribution |  | 4.95 | Solar | Residential | 13213 WHITE CEDAR CT | Orlando | FL | 32828 | Approved | NM-FL Net Metering | FL | 2010-01-11 | Connected | Photovoltaic |  | 4.208 | North Central |  | 2014-09-10 |  |  | Executed
DC | Johnston | Michael E Ross | 120/240 | Distribution | Qty 18 Sunpower 327W Modules | 5.89 | Solar | Residential | 217 Valley Creek Dr. | Clayton | NC | 27520 | Approved | NM-NC Net Metering | PEC Carolinas | 2013-12-12 | Connected | Photovoltaic |  | 5.886 | Northern | Single | 2013-10-25 |  | 2013-10-25 | Executed
DC | Seminole | Michael Stibila |  | Distribution |  | 5.28 | Solar | Residential | 361 EAGLE CREEK CIR | Lake Mary | FL | 32746 | Approved | NM-FL Net Metering | FL | 2010-07-23 | Connected | Photovoltaic |  | 4.488 | North Central |  | 2014-09-10 |  |  | Executed
DC | Seminole | Michael Banigan |  | Distribution |  | 9.84 | Solar | Residential | 1111 CANAL ST OVIEDO FL 32765 | Oviedo | FL | 32765 | Approved | NM-FL Net Metering | FL | 2012-03-05 | Connected | Photovoltaic |  | 8.364 | North Central |  | 2014-09-10 |  |  | Executed
DC | SEMINOLE | Michael Frongillo |  | Distribution |  | 6.37 | Solar | Residential | 1173 EAGLES WATCH TRL | WINTER SPRINGS | FL | 32708 | Approved | NM-FL Net Metering | FL | 2013-09-05 | Connected | Photovoltaic |  | 5.415 | North Central |  | 2014-09-10 |  |  | Executed
DC | Mecklenburg | James Doyle |  | Distribution | 18 .335 SunPower panels with one KACO 5000w inverter | 6.03 | Solar | Residential | 2137 Queens Road East | Charlotte | NC | 28207 | Approved | NM-NC Net Metering | Carolinas | 2013-11-25 | Connected | Photovoltaic |  | 5 | Central | Single | 2013-04-23 | 2013-11-25 | 2013-04-23 | Executed
DC | Burke | James C Mullally | 120/240 | Distribution | Qty 16 (260 Watt) REC260PE Solar Panels | 4.16 | Solar | Residential | 5107 Albert Williams Rd | Connelly Springs | NC | 28612 | Approved | NM-NC Net Metering | Carolinas | 2015-04-13 | Connected | Photovoltaic |  | 4 | Central | Single | 2015-03-18 | 2015-04-09 | 2015-03-18 | Executed
DC | Durham | James Brown | 120/240 | Distribution | Qty 24 REC 250 W Panels | 6 | Solar | Residential | 7507 Chesley Lane | Durham | NC | 27713 | Approved | NM-NC Net Metering | Carolinas | 2014-08-18 | Connected | Photovoltaic |  | 4.62 | Northern | Single | 2014-07-02 | 2014-08-15 | 2014-07-02 | Executed
DC | Orange | Michael Smith |  | Distribution |  | 4.92 | Solar | Residential | 13416 LAKE BLVD | Winter Garden | FL | 34787 | Approved | NM-FL Net Metering | FL | 2009-04-15 | Connected | Photovoltaic |  | 4.182 | South Central |  | 2014-09-10 |  |  | Executed
DC | St Petersburg | Michael G Vedrani | 120/240 | Distribution | Qty 4 Q-Pro 250W Solar Panels | 1 | Solar | Residential | 4767 6TH Ave N | St Petersburg | FL | 33713 | Approved | NM-FL Net Metering | FL | 2015-05-13 | Connected | Photovoltaic |  | 0.85 | South Coastal | Single | 2015-04-29 |  | 2015-04-29 | Executed
DC | Mecklenburg | James Bowen | 120/240 | Distribution | Qty 16 Solarworld 250W | 4 | Solar | Residential | 6118 Deveron Dr | Charlotte | NC | 28211 | Approved | NM-NC Net Metering | Carolinas | 2014-12-05 | Connected | Photovoltaic |  | 4 | Central | Single | 2014-10-20 | 2014-11-17 | 2014-10-20 | Executed
DC | Greenville | James Berg | 120/240 | Distribution | QTY 22 Sunmodule 270 Modules | 5.94 | Solar | Residential | 204 Sammons Rd | Taylors | SC | 29687 | Approved | NM-SC Net Metering | Carolinas | 2014-10-07 | Connected | Photovoltaic |  | 5.5 | Southern | Single | 2014-07-25 | 2014-10-06 | 2014-07-25 | Executed
DC | Mecklenburg | James Bauman | 120/240 | Distribution | 20 SunPower 327W Solar Modules | 6.54 | Solar | Residential | 4940 Oak Pasture Lane | Charlotte | NC | 28269 | Approved | SCG-NC Small Customer Generator Rider | Carolinas | 2012-12-13 | Connected | Photovoltaic |  | 5 | Central | Single | 2012-10-23 | 2012-11-08 | 2012-10-23 | Executed
DC | Chatham | Michael H. Nicklas | 120/240 | Distribution | QTY: 18 SunPower SPR-210 | 3.78 | Solar | Residential | 1237 Gatehouse Dr. | Cary | NC | 27511 | Approved | NC NM-Net Metering for Renewable Energy Facilities | PEC Carolinas | 2014-04-01 | Connected | Photovoltaic |  | 3.78 | Northern | Single | 2014-01-21 |  | 2014-01-21 | Executed
DC | Orange | James B. Sherman | 120/240 | Distribution |  | 5 | Solar | Residential | 100 Wisteria Dr | Chapel Hill | NC | 27514 | Approved | NM-NC Net Metering | Carolinas | 2014-10-03 | Connected | Photovoltaic |  | 5 | Northern | Single | 2014-06-25 | 2014-10-02 | 2014-06-25 | Executed
DC | Clermont | Michael Holtgrefe | 120/240 | Distribution | thirty-six 270-W Suniva Optimus OPT270-60-4-1B0 solar panels | 9.72 | Solar | Residential | 6555 Branch Hill Guinea Pk | Loveland | OH | 45140 | Approved | Rider NM - Net Metering Rider - OH | OH/KY | 2015-01-13 | Connected | Photovoltaic |  | 9 | North | Single | 2014-12-12 |  | 2014-12-12 | Executed
DC | Moore | Michael J & Kelly C McCrann | 120/240 | Distribution | Qty 24 (255 Watt) LG255S1C-A3 | 6.12 | Solar | Residential | 33 Royal Dornoch Ln | Pinehurst | NC | 28374 | Approved | NC NM-Net Metering for Renewable Energy Facilities | PEC Carolinas | 2014-05-28 | Connected | Photovoltaic |  | 4.896 | Southern | Single | 2013-11-13 |  | 2013-11-13 | Executed
DC | Mecklenburg | James and Darcell Fennell | 120/240 | Distribution |  | 1.25 | Solar | Residential | 3121 Amay James Ave | Charlotte | NC | 28208 | Approved | NM-NC Net Metering | Carolinas | 2013-10-22 | Connected | Photovoltaic |  | 1.075 | Central | Single | 2013-03-18 | 2013-10-17 | 2013-03-18 | Executed
DC | Orange | Michael Kerkes |  | Distribution |  | 5.18 | Solar | Residential | 7258 BRANCHTREE DR | Orlando | FL | 32835 | Approved | NM-FL Net Metering | FL | 2009-09-29 | Connected | Photovoltaic |  | 4.403 | South Central |  | 2014-09-10 |  |  | Executed
DC | Seminole | Michael J MacDonald | 120/240 | Distribution | Rena Solar | 11.5 | Solar | Residential | 620 PONY CT | Winter Springs | FL | 32708 | Approved | NM-FL Net Metering | FL | 2014-12-18 | Connected | Photovoltaic |  | 9.78 | North Central | Single | 2014-12-21 |  | 2014-12-21 | Executed
DC | Pinellas | Michael Schick |  | Distribution |  | 3.06 | Solar | Residential | 3958 11TH AVE N | ST. PETERSBURG | FL | 33713 | Approved | NM-FL Net Metering | FL | 2014-07-11 | Connected | Photovoltaic |  | 2.601 | South Coastal |  | 2014-09-10 |  |  | Executed
DC | Orange | Michael Schilling |  | Distribution |  | 9.36 | Solar | Residential | 15536 GOLDEN BELL ST | WINTER GARDEN | FL | 34787 | Approved | NM-FL Net Metering | FL | 2013-02-15 | Connected | Photovoltaic |  | 7.956 | South Central |  | 2014-09-10 |  |  | Executed
DC | Mecklenburg | Michael P Gervais | 120/240 | Distribution | QTY 20 (260 Watt) Mitsubishi MLE 260Wp PV-MLE260HD | 5.2 | Solar | Residential | 1404 Nassau Blvd | Charlotte | NC | 28205 | Approved | NM-NC Net Metering | Carolinas | 2013-10-28 | Superseded | Photovoltaic |  | 5 | Central | Single | 2013-09-27 | 2013-10-23 | 2013-09-27 | Superceded
DC | Hillsborough | Michael Spinella |  | Distribution |  | 5.2 | Solar | Residential | 17230 DRIFTWOOD LN | LUTZ | FL | 35558 | Approved | NM-FL Net Metering | FL | 2010-01-21 | Connected | Photovoltaic |  | 4.42 | South Coastal |  | 2014-09-10 |  |  | Executed
DC | Mecklenburg | Michael P Laine | 120/240 | Distribution | Qty 8 Q-Cell G3 250W Solar Panles | 2 | Solar | Residential | 1608 Wilmore Dr | Charlotte | NC | 28203 | Pending | NM-NC Net Metering | Carolinas |  | Pending | Photovoltaic |  | 1.72 | Central | Single | 2015-06-16 |  | 2015-06-16 | Open
DC | McDowell | Michael P. Johnson | 120/240 | Distribution | Qty 16 Solar World 280W, Solar Panels | 4.48 | Solar | Residential | 789 McKenzie Way S Lot#627 | Old Fort | NC | 28762 | Pending | NM-NC Net Metering | Carolinas |  | Pending | Photovoltaic |  | 3.84 | Central | Single | 2015-05-11 |  | 2015-05-11 | Open
DC | Pinellas | Michael Zwalley |  | Distribution |  | 10 | Solar | Residential | 3848 ANGLERS LN | Largo | FL | 33774 | Approved | NM-FL Net Metering | FL | 2011-07-08 | Connected | Photovoltaic |  | 8.5 | South Coastal |  | 2014-09-10 |  |  | Executed
DC | Cabarrus | James A. Weisel | 120/240 | Distribution | qty 18 Sunpower E20 - 327w solar panels | 5.89 | Solar | Residential | 4000 Winter Jasmine Pl | Kannapolis | NC | 28081 | Approved | NM-NC Net Metering | Carolinas | 2015-01-07 | Connected | Photovoltaic |  | 5 | Central | Single | 2014-11-19 | 2015-01-06 | 2014-11-19 | Executed
DC | Pinellas | Michael J. Pemberton | 120/240 | Distribution | Qty 19 SW270W Solar Panels | 5.13 | Solar | Residential | 271 County Road 74 | Palm Harbor | FL | 34684 | Approved | NM-FL Net Metering | FL | 2015-02-13 | Connected | Photovoltaic |  | 4.36 | South Coastal | Single | 2015-02-10 |  | 2015-02-10 | Executed
DC | Orange | James A. Jahnke | 120/240 | Distribution |  | 9.17 | Solar | Residential | 8405 Union Grove Church Road | Chapel Hill | NC | 27516 | Approved | NM-NC Net Metering | Carolinas | 2011-07-05 | Connected | Photovoltaic |  | 9.17 | Northern | Single | 2011-05-16 |  | 2011-05-11 | Executed
DC | Mecklenburg | James A Young | 120/240 | Distribution | Qty 4 Rensola 250W Solar Panels | 1 | Solar | Residential | 7704 Ellencroft Ln | Charlotte | NC | 28215 | Approved | NM-NC Net Metering | Carolinas | 2015-04-20 | Connected | Photovoltaic |  | 0.86 | Central | Single | 2015-02-20 | 2015-04-17 | 2015-02-20 | Executed
DC | Guilford | James A McLaughlin | 120/240 | Distribution | QTY 15 SunPower x-21 335 | 5.03 | Solar | Residential | 1209 Heathrow Dr | Greensboro | NC | 27410 | Approved | NM-NC Net Metering | Carolinas | 2013-09-24 | Connected | Photovoltaic |  | 5 | Northern | Single | 2013-09-05 | 2013-09-30 | 2013-09-05 | Executed
DC | Pinellas | Michael Kirkpatrick |  | Distribution |  | 3.43 | Solar | Residential | 1230 ALEXANDER WAY | Clearwater | FL | 33756 | Approved | NM-FL Net Metering | FL | 2011-02-23 | Connected | Photovoltaic |  | 2.916 | South Coastal |  | 2014-09-10 |  |  | Executed
DC | CHATHAM | Michael Rychener | 120/240 |  |  | 2.3 | Solar | Residential | 83 Bingham Ridge Drive | Pittsboro | NC | 27312 | Approved | NC CSP-Cogeneration and Small Power Producer-Sell All | PEC Carolinas | 2009-03-24 | Connected | Photovoltaic |  | 1.84 | Northern | Single | 2012-10-18 |  |  | Executed
DC | Campbell | Michael Kⁿrsell | 120/240 | Distribution | ten 250-W Suniva OPT250-60-4-1B0 solar modules | 2.5 | Solar | Residential | 4986 Winters Ln | Cold Spring | KY | 41076 | Approved | Rider NM - Net Metering Rider - KY | OH/KY | 2012-12-05 | Connected | Photovoltaic |  | 2.15 | South | Single | 2012-11-26 |  | 2012-11-26 | Executed
DC | Volusia | Michael Anderson |  | Distribution |  | 3 | Solar | Residential | 1715 HIGHLAND PARK RD | DELAND | FL | 32720 | Approved | NM-FL Net Metering | FL | 2012-10-22 | Connected | Photovoltaic |  | 2.55 | North Central |  | 2014-09-10 |  |  | Executed
DC | Orange | Michael L Harper | 120/240 | Distribution | Qty 32 (270 Watt) Sunmodule Plus SW270 Mono Solar Panels | 8.64 | Solar | Residential | 638 Lochsmere Ln | Orlando | FL | 32828 | Approved | NM-FL Net Metering | FL | 2015-01-26 | Connected | Photovoltaic |  | 7.34 | North Central | Single | 2015-01-21 |  | 2015-01-23 | Executed
DC | JEFFERSON | Michael Johnson |  | Distribution |  | 1.44 | Solar | Residential | 753 HIDDEN ACRES, *FANLEW | MONTICELLO | FL | 32344 | Approved | NM-FL Net Metering | FL | 2013-09-05 | Connected | Photovoltaic |  | 1.224 | North Coastal |  | 2014-09-10 |  |  | Executed
DC | Guilford | James R Fields | 120/240 | Distribution | 12 Schuco MPE 240w PS08 | 2.88 | Solar | Residential | 3705 S Rockingham Rd | Greensboro | NC | 27407 | Approved | NM-NC Net Metering | Carolinas | 2012-10-03 | Connected | Photovoltaic |  | 2.5 | Northern | Single | 2012-08-17 | 2012-10-01 | 2012-08-17 | Executed
DC | Vermillion | Michael L Rhees | 120/240 | Distribution | QTY 64 Sunmodule 250 SW | 16 | Solar | Residential | 1100 E. 1250 S. | Clinton | IN | 47842 | Pending | Net Metering - Standard Contract Rider No. 57 | IN | 2014-07-28 | Connected | Photovoltaic |  | 13.76 | Northern | Single | 2014-05-09 |  | 2014-05-09 | Executed
DC | Franklin | Michael Billings |  | Distribution |  | 2.45 | Solar | Residential | 139 Avenue B | Apalachicola | FL | 32320 | Approved | NM-FL Net Metering | FL | 2008-04-30 | Connected | Photovoltaic |  | 2.081 | North Coastal |  | 2014-09-10 |  |  | Executed
DC | Marion | Michael Ryan |  | Distribution |  | 5.04 | Solar | Residential | 16600 SE 160TH AVENUE RD *REAR (B) | Weirsdale | FL | 32195 | Approved | NM-FL Net Metering | FL | 2010-04-14 | Connected | Photovoltaic |  | 4.284 | North Coastal |  | 2014-09-10 |  |  | Executed
DC |  | Michael Siefke | 120/240 | Distribution | four 80-W Sharp NE-80EJEA solar modules | 3.2 | Solar | Residential | 728 Bond Rd | West Harrison | IN | 47060 | On Hold | Net Metering - Standard Contract Rider No. 57 | IN |  | Pending | Photovoltaic |  | 3 | Northern | Single | 2012-09-18 |  | 2012-09-18 | Open
DC |  | Michael Mckee Jr | 120/240 | Distribution | fourteen 260-W Suniva Optimus OPT260-60-4-1B0 solar panels | 3.6 | Solar | Residential | 2429 Ashton Ct | Cincinnati | OH | 45244 | Approved | Rider NM - Net Metering Rider - OH | OH/KY | 2014-06-30 | Connected | Photovoltaic |  | 3.5 | East | Single | 2014-06-26 |  | 2014-06-26 | Executed
DC | Gaston | Michael Smith | 120/240 | Distribution | Qty 16 Axitec AC-250W solar panels | 4 | Solar | Residential | 718 East Ave | Belmont | NC | 28012 | Pending | NM-NC Net Metering | Carolinas |  | Pending | Photovoltaic |  | 3.44 | Central | Single | 2015-04-20 |  | 2015-04-20 | Open
DC |  | Michael N Beyersdorfer | 120/240 | Distribution | eighteen Solar World 255-W solar modules | 4.59 | Solar | Residential | 6931 Dawson Rd | Cincinnati | OH | 45243 | Approved | Rider NM - Net Metering Rider - OH | OH/KY | 2013-03-12 | Connected | Photovoltaic |  | 3.87 | Central | Single | 2013-02-11 |  | 2013-02-11 | Executed
DC | Buncombe | Michael Newcomer | 120/240 | Distribution | Qty 23 Kyocera 250GX-LFB2 Modules | 5.75 | Solar | Residential | 72 Edgemont Rd | Asheville | NC | 28801 | Approved | NC NM-Net Metering for Renewable Energy Facilities | PEC Carolinas | 2014-04-16 | Connected | Photovoltaic |  | 5 | Western | Single | 2014-01-31 |  | 2014-01-31 | Executed
DC |  | Michael Solar, LLC |  | Distribution |  |  | Solar | Non-Residential | 878 Edmund Road | Evergreen | NC | 28438 | Cancelled |  | PEC Carolinas |  | Cancelled | Photovoltaic |  | 5000 | Unknown | Single | 2014-10-21 |  | 2013-07-24 | Cancelled
DC | Henderson | Jafasa Farms | 120/240 | Distribution |  | 7 | Solar | Non-Residential | 138 Kinzey Rd | Mills River | NC | 28759 | Approved | PP-N NC - Non-Hydroelectric Qualifying Facilities | Carolinas | 2006-12-20 | Connected | Photovoltaic | Jafasa Farms Greenhouse Photovoltaic Installation | 6 | Southern | Single | 2011-04-07 |  | 2006-08-28 | Executed
DC | Henderson | Jafasa Farms | 120/240 | Distribution |  | 7 | Solar | Non-Residential | 138 Kinzey Rd | Mills River | NC | 28759 | Approved | PP-N NC - Non-Hydroelectric Qualifying Facilities | Carolinas | 2006-12-20 | Connected | Photovoltaic | Jafasa Farms Residence Photovoltaic Installation | 6 | Southern | Single | 2011-04-07 |  | 2006-08-28 | Executed
DC | Orange | Jade Samulski | 120/240 | Distribution | Qty 32 255W REC Solar Panels | 8.16 | Solar | Residential | 2316 Western Park Ln | Hillsborough | NC | 27278 | Approved | NM-NC Net Metering | Carolinas | 2014-08-28 | Connected | Photovoltaic |  | 6.283 | Northern | Single | 2014-08-07 | 2014-08-22 | 2014-08-07 | Executed
DC | Pinellas | Michael Petagna |  | Distribution |  | 9.36 | Solar | Residential | 1001 45TH AVE NE | ST. PETERSBURG | FL | 33703 | Approved | NM-FL Net Metering | FL | 2013-12-09 | Connected | Photovoltaic |  | 7.956 | South Coastal |  | 2014-09-10 |  |  | Executed
DC |  | Michael R Gaudio | 120/240 | Distribution | Qty 34 (270 Watt) Solarworld SW 270 Solar Panels | 9.18 | Solar | Residential | 687 Keeneland Pike | Lake Mary | FL | 32746 | Approved | NM-FL Net Metering | FL | 2015-02-20 | Connected | Photovoltaic |  | 7.8 | North Central | Single | 2015-02-12 |  | 2015-02-12 | Executed
DC | Pinellas | Michael Stein |  | Distribution |  | 5.04 | Solar | Residential | 11155 117TH LN | Largo | FL | 33778 | Approved | NM-FL Net Metering | FL | 2009-08-25 | Connected | Photovoltaic |  | 4.284 | South Coastal |  | 2014-09-10 |  |  | Executed
DC | CHATHAM | Michael Thorn | 120/240 |  |  | 2.57 | Solar | Residential | 224 Boothe Hill Rd. | Chapel Hill | NC | 27514 | Approved | NC CSP-Cogeneration and Small Power Producer-Sell All | PEC Carolinas | 2008-01-24 | Connected | Photovoltaic |  | 2.057 | Northern | Single | 2012-10-18 |  |  | Executed
DC | Hoke | Michael R Storey | 120/240 | Distribution | qt 12 Sunmodule Plus SW 275 mono black solar panels | 3.3 | Solar | Residential | 201 Blackhawk Ln | Raeford | NC | 28376 | Approved | NC NM-Net Metering for Renewable Energy Facilities | PEC Carolinas | 2015-04-09 | Connected | Photovoltaic |  | 3 | Southern | Single | 2015-02-27 |  | 2015-02-27 | Executed
DC | Lake | Michael Ryan | 120/240 | Distribution |  | 6.5 | Solar | Residential | 147 BALMY COAST RD, SOLAR POWER | Groveland | FL | 34736 | Approved | NM-FL Net Metering | FL | 2014-12-02 | Connected | Photovoltaic |  | 5.53 | South Central | Single | 2014-12-03 |  | 2014-12-03 | Executed
DC | Chatham | Micheal Rychener | 120/240 | Distribution | QTY 12 Sharp 167 watt modules | 2 | Solar | Residential | 83 Bingham Ridge Dr | Pittsboro | NC | 27312 | Approved | NC NM-Net Metering for Renewable Energy Facilities | PEC Carolinas | 2014-10-07 | Connected | Photovoltaic |  | 2.6 | Northern | Single | 2014-07-30 |  | 2014-07-30 | Executed
DC | Guilford | Jade Osborne | 120/240 | Distribution | Qty 40 Mage Solar 250 Solar Panels | 10 | Solar | Residential | 5552 Drake Rd | Greensboro | NC | 27406 | Approved | NM-NC Net Metering | Carolinas | 2014-09-25 | Connected | Photovoltaic |  | 9.6 | Northern | Single | 2014-06-12 | 2014-09-25 | 2014-06-12 | Executed
DC | Pinellas | Michael Guarneri |  | Distribution |  | 4.9 | Solar | Residential | 1315 TENBY WAY | Palm Harbor | FL | 34683 | Approved | NM-FL Net Metering | FL | 2011-05-05 | Connected | Photovoltaic |  | 4.165 | South Coastal |  | 2014-09-10 |  |  | Executed
DC | Pinellas | Michael Oglesby |  | Distribution |  | 2.92 | Solar | Residential | 1846 COFFEE POT BLVD NE | St Petersburg | FL | 33704 | Approved | NM-FL Net Metering | FL | 2012-12-21 | Connected | Photovoltaic |  | 2.482 | South Coastal |  | 2014-09-10 |  |  | Executed
DC | Citrus | Michael Rizzio |  | Distribution |  | 5 | Solar | Residential | 608 E KELLER CT | Hernando | FL | 34442 | Approved | NM-FL Net Metering | FL | 2010-02-01 | Connected | Photovoltaic |  | 4.25 | North Coastal |  | 2014-09-10 |  |  | Executed
DC | Orange | Michael Weaver |  | Distribution |  | 6.24 | Solar | Residential | 1899 TWIN LAKE DR | GOTHA | FL | 34734 | Approved | NM-FL Net Metering | FL | 2012-02-08 | Connected | Photovoltaic |  | 5.304 | South Central |  | 2014-09-10 |  |  | Executed
DC | Mecklenburg | Jacqueline L & Ronald F Henderson, Sr | 120/240 | Distribution | Qty 4 Renesola 250 W Solar Panels | 1 | Solar | Residential | 5037 Jackson Dr | Charlotte | NC | 28269 | Approved | NM-NC Net Metering | Carolinas | 2014-12-11 | Connected | Photovoltaic |  | 0.86 | Central | Single | 2014-09-17 | 2014-12-09 | 2014-09-17 | Executed
DC | Orange | Michael Scheifler | 120/240 | Distribution | Qty 40 AS-6p30-250W Solar Panels | 10 | Solar | Residential | 5159 Adair Oak Dr | Orlando | FL | 32829 | Approved | NM-FL Net Metering | FL | 2015-01-22 | Connected | Photovoltaic |  | 8.5 | South Central | Single | 2015-01-13 |  | 2015-01-13 | Executed
DC | Hamilton | Michael Schoellman | 120/240 | Distribution | twenty Helios 7T2 305-W solar panels | 6.1 | Solar | Residential | 11265 Candice Dr | Fishers | IN | 46038 | Approved | Net Metering - Standard Contract Rider No. 57 | IN | 2013-05-17 | Connected | Photovoltaic |  | 6.1 | Northern | Single | 2013-05-08 |  | 2013-05-08 | Executed
DC | FRANKLIN | MICHAELA FARMS | 120/240 |  | five 210-W Sanyo HIT solar panels | 1.05 | Solar | Residential | 3127 ST RD 229 | OLDENBURG | IN | 47036 | Approved | Net Metering - Standard Contract Rider No. 57 | IN | 1991-05-21 | Connected | Photovoltaic |  | 1.05 | Southeast | Single |  |  |  | Executed
DC | Lake | Michael Simon | 120/240 | Distribution | Qty 22 Canadian CS6P-255Watts, Solar Panels | 5.61 | Solar | Residential | 333 Silver Maple Road, Solar PWR | Groveland | FL | 34736 | Approved | NM-FL Net Metering | FL | 2015-04-22 | Connected | Photovoltaic |  | 4.77 | South Central | Single | 2015-04-06 |  | 2015-04-06 | Executed
DC | Marion | Michael Smith | 120/240 | Distribution | Qty 20 (275 Watt) SolarWorld Sunmodule Plus SW275 | 5.5 | Solar | Residential | 3409 NW 155th ST | Lite Reddick | FL | 32686 | Approved | NM-FL Net Metering | FL | 2015-02-16 | Connected | Photovoltaic |  | 4.68 | North Coastal | Single | 2015-02-10 |  | 2015-02-10 | Executed
DC | POLK | Michael Snavely |  | Distribution |  | 10 | Solar | Residential | 115 HENUE CT | DAVENPORT | FL | 33837 | Approved | NM-FL Net Metering | FL | 2014-02-03 | Connected | Photovoltaic |  | 8.5 | South Central |  | 2014-09-10 |  |  | Executed
DC | Orange | Michael Stoute | 120/240 | Distribution | Qty 8 Q.ProBFRG3-260w, solar panels | 2.08 | Solar | Residential | 4014 Heathcote Dr | Orlando | FL | 32829 | Approved | NM-FL Net Metering | FL | 2015-06-08 | Connected | Photovoltaic |  | 1.77 | South Central | Single | 2015-06-03 |  | 2015-06-03 | Executed
DC | Osceola | Michael Aeder |  | Distribution |  | 6.24 | Solar | Residential | 5445 HIBISCUS RD | St Cloud | FL | 34773 | Approved | NM-FL Net Metering | FL | 2012-08-08 | Connected | Photovoltaic |  | 5.304 | South Central |  | 2014-09-10 |  |  | Executed
DC |  | Michele Griffin |  |  |  | 1.25 | Solar | Residential | 317 Porters Neck Rd. | Wilmington | NC | 11111 | Cancelled | NC NM-Net Metering for Renewable Energy Facilities | PEC Carolinas |  |  | Photovoltaic |  | 1 | Northern |  | 2012-10-18 |  |  | Cancelled
DC | Floyd | Michael T and Mary E Sheets | 120/240 | Distribution | Six Andalay 175 W Solar Panels | 1.05 | Solar | Residential | 105 E. Flamingo Drive | Clarksville | IN | 47129 | Approved | Net Metering - Standard Contract Rider No. 57 | IN | 2011-07-08 | Connected | Photovoltaic |  | 1.05 | Southern | Single | 2011-06-27 |  | 2011-06-27 | Executed
DC | Orange | Michael Franklin |  | Distribution |  | 5 | Solar | Residential | 8079 CONROY RD | ORLANDO | FL | 32835 | Approved | NM-FL Net Metering | FL | 2011-09-13 | Connected | Photovoltaic |  | 4.25 | South Central |  | 2014-09-10 |  |  | Executed
DC | Volusia | Michael Wagner |  | Distribution |  | 7.02 | Solar | Residential | 2130 HONTOON RD | Deland | FL | 32720 | Approved | NM-FL Net Metering | FL | 2009-10-29 | Connected | Photovoltaic |  | 5.967 | North Central |  | 2014-09-10 |  |  | Executed
DC | Rockingham | Jacob Solar, LLC |  | Distribution | 21780 Trina TSM-285 PA14 PV module | 6207.3 | Solar | Non-Residential | 3122 Barnes St. | Reidsville | NC | 27320 | Approved | PP-N NC - Non-Hydroelectric Qualifying Facilities | Carolinas |  | Under Construction | Photovoltaic |  | 5000 | Northern | 3-phase | 2013-03-19 |  | 2013-03-19 | Open
DC | CLERMONT | MICHELLE FLAKE | single |  | thirty 175-W Suntech Black Label STP175S-24/Ab-1 solar panels | 5.25 | Solar | Residential | 1303 ROGERS ESTATES | NEW RICHMOND | OH | 45157 | Approved | Rider NM - Net Metering Rider - OH | OH/KY | 2010-06-30 | Connected | Photovoltaic |  | 5.25 | East | 120/240 |  |  |  | Executed
DC | Pinellas | Michael Toth | 120/240 | Distribution | Qty 39 Canadian CS6P 260W Solar Panels | 10.14 | Solar | Residential | 2910 Dartmouth Ave N | St Petersburg | FL | 33713 | Approved | NM-FL Net Metering | FL | 2015-06-10 | Connected | Photovoltaic |  | 8.619 | South Coastal | Single | 2015-06-09 |  | 2015-06-09 | Executed
DC | Greenville | Jack R Trommer | 120/240 | Distribution |  | 1.94 | Solar | Residential | 307 Shadowmere Drive | Pelzer | SC | 29669 | Approved | NM-SC Net Metering | Carolinas | 2013-08-27 | Connected | Photovoltaic |  | 1.944 | Southern | Single | 2013-08-26 | 2013-08-27 | 2013-08-26 | Executed
DC |  | Michelle Morehouse |  |  |  | 3.1 | Solar | Residential | 252 Bingham Ridge | Pittsboro | NC | 11111 | Approved | NC CSP-Cogeneration and Small Power Producer-Sell All | PEC Carolinas | 2008-03-27 | Cancelled | Photovoltaic |  | 2.48 | Northern |  | 2012-10-18 |  |  | Cancelled
DC | Stokes | Jack F Carico | 120/240 | Distribution | Qty 9 Hyundai HiS-S270RG | 2.43 | Solar | Residential | 1030 Carico Ln | Tobaccoville | NC | 27050 | Approved | NM-NC Net Metering | Carolinas | 2015-03-18 | Connected | Photovoltaic |  | 2.16 | Northern | Single | 2015-01-05 | 2015-03-09 | 2015-01-05 | Executed
DC | ORANGE | Michael Day |  | Distribution |  | 10.2 | Solar | Residential | 12610 LYNCHBURG CT | ORLANDO | FL | 32837 | Approved | NM-FL Net Metering | FL | 2014-07-09 | Connected | Photovoltaic |  | 8.67 | South Central |  | 2014-09-10 |  |  | Executed
DC | Orange | Michael W Maroon | 120/240 | Distribution |  | 5.28 | Solar | Residential | 4108 Fallwood Cir | Orlando | FL | 32812 | Approved | NM-FL Net Metering | FL | 2014-12-18 | Connected | Photovoltaic |  | 4.488 | South Central | Single | 2015-05-04 |  | 2015-05-04 | Executed
DC | Pinellas | Micro Mo Electronics Inc | 480Y/277 | Distribution | SR506GTSTP | 505.92 | Solar | Non-Residential | 14881 Evergreen Ave | Clearwater | FL | 33762 | Pending | NM-FL Net Metering | FL |  | Pending | Photovoltaic |  | 430.032 | South Coastal | 3-phase | 2014-09-25 |  | 2014-09-25 | Open
DC | MONROE | MIDDLE WAY HOUSE | 208Y/120 |  | thirty-six 136-W Uni-Solar PVL-136 solar laminates | 4.9 | Solar | Non-Residential | 318 WASHINGTON ST S | BLOOMINGTON | IN | 47401 | Approved | Net Metering - Standard Contract Rider No. 57 | IN | 2010-04-13 | Connected | Photovoltaic |  | 4.896 | Soutwest | 3 phase |  |  |  | Executed
DC |  | Midtown Shops, LLC |  | Distribution | Qty 233 Rec Peak 260W Solar Panels | 60.58 | Solar | Non-Residential | 750 Martin Luther King Blvd | Chapel Hill | NC | 27514 | Pending | PP-N NC - Non-Hydroelectric Qualifying Facilities | Carolinas |  | Pending | Photovoltaic |  | 54 | Northern | 3-phase | 2015-03-24 |  | 2015-03-24 | Open
DC | Mecklenburg | Jack & Lana Truong | 120/240 | Distribution | Qty 15 (190 Watt) Andalay 190W | 2.85 | Solar | Residential | 2011 Harris Rd | Charlotte | NC | 28211 | Approved | NM-NC Net Metering | Carolinas | 2013-09-04 | Connected | Photovoltaic |  | 2.85 | Central | Single | 2013-01-28 | 2013-07-10 | 2013-01-28 | Executed
DC | Orange | J. Richard Edens | 120/240 | Distribution | Qty 16 REC 255W PE Solar Panels | 4.08 | Solar | Residential | 141 Stateside Dr Unit #48 | Chapel Hill | NC | 27514 | Approved | NM-NC Net Metering | Carolinas | 2015-04-21 | Connected | Photovoltaic |  | 3.8 | Northern | Single | 2015-03-10 | 2015-04-17 | 2015-03-10 | Executed
DC | BUNCOMBE | Michael Weaver | 120/240 | Distribution |  | 4.75 | Solar | Residential | 254 Two Brooks Trail | Fletcher | NC | 28732 | Approved | NC NM-Net Metering for Renewable Energy Facilities | PEC Carolinas | 2012-12-20 | Connected | Photovoltaic |  | 3.8 | Western | Single | 2012-12-04 |  | 2012-12-04 | Executed
DC | BUNCOMBE | Michael Weaver | 120/240 | Distribution |  | 4.75 | Solar | Residential | 254 Two Brooks Trail | Fletcher | NC | 28732 | Approved | NC NM-Net Metering for Renewable Energy Facilities | PEC Carolinas | 2012-12-20 | Connected | Photovoltaic |  | 3.8 | Western | Single | 2012-10-18 |  |  | Executed
DC | ORANGE | Michael Westphal |  | Distribution |  | 10 | Solar | Residential | 803 GROVESMERE LOOP | OCOEE | FL | 34761 | Approved | NM-FL Net Metering | FL | 2014-08-12 | Connected | Photovoltaic |  | 8.5 | South Central |  | 2014-09-10 |  |  | Executed
DC | LAKE | Michael Wilson |  | Distribution |  | 7.5 | Solar | Residential | 102 Mist Flower Ln, Solar Pwr | GROVELAND | FL | 34736 | Approved | NM-FL Net Metering | FL | 2014-08-08 | Connected | Photovoltaic |  | 6.375 | South Central |  | 2014-09-10 |  |  | Executed
DC | Pinellas | Michajlo Butym | 120/240 | Distribution | Q-Cell | 1 | Solar | Residential | 4234 2ND AVE N | St. Petersburg | FL | 33713 | Approved | NM-FL Net Metering | FL | 2015-01-14 | Connected | Photovoltaic |  | 0.85 | South Coastal | Single | 2015-01-13 |  | 2015-01-13 | Executed
DC | Lake | Micheal Goncher | 120/240 | Distribution |  | 8.25 | Solar | Residential | 355 SALT MARSH LN, SOLAR PWR | Groveland | FL | 34736 | Approved | NM-FL Net Metering | FL | 2015-01-05 | Connected | Photovoltaic |  | 7.01 | South Central | Single | 2014-12-21 |  | 2015-01-04 | Executed
DC | Volusia | Michele Lyn |  | Distribution |  | 6.3 | Solar | Residential | 204 DALEWOOD CT | Debary | FL | 32713 | Approved | NM-FL Net Metering | FL | 2012-12-11 | Connected | Photovoltaic |  | 5.355 | North Central |  | 2014-09-10 |  |  | Executed
DC | Forsyth | J L Sanderford Jr |  | Distribution | QTY 16 Canadian Solar 295 | 4.72 | Solar | Residential | 2233 Vienna Dozier Rd | Pfafftown | NC | 27040 | Approved | NM-NC Net Metering | Carolinas | 2014-05-27 | Connected | Photovoltaic |  | 3.63 | Northern | Single | 2014-05-08 | 2014-05-27 | 2014-05-08 | Executed
DC | NASH | Mike Stone | 120/240 |  |  | 2.71 | Solar | Residential | 5981 South NC 231 | Middlesex | NC | 27557 | Approved | NC CSP-Cogeneration and Small Power Producer-Sell All | PEC Carolinas | 2010-10-06 | Connected | Photovoltaic |  | 2.17 | Northern | Single | 2012-10-18 |  |  | Executed
DC | WAKE | Mike Walters | 120/240 |  |  | 2 | Solar | Residential | 1029 Sunset Meadows Dr. | Apex | NC | 27523 | Approved | NC CSP-Cogeneration and Small Power Producer-Sell All | PEC Carolinas | 2008-05-09 | Connected | Photovoltaic |  | 1.6 | Northern | Single | 2012-10-18 |  |  | Executed
DC | Rowan | J L Hager | 120/240 | Distribution | Qty 18 (230 Watt) SunPower SPR-230 | 4.14 | Solar | Residential | 555 Bonanza Dr | Salisbury | NC | 28144 | Approved | NM-NC Net Metering | Carolinas | 2014-03-11 | Connected | Photovoltaic |  | 4 | Central | Single | 2014-02-11 | 2014-03-04 | 2014-02-11 | Executed
DC | BUNCOMBE | Mike Wren | 120/240 |  |  | 4 | Solar | Residential | 3 Applewood Drive | Asheville | NC | 28805 | Approved | NC CSP-Cogeneration and Small Power Producer-Sell All | PEC Carolinas | 2011-04-26 | Connected | Photovoltaic |  | 3.2 | Western | Single | 2012-10-18 |  |  | Executed
DC | CHATHAM | Mildred Long | 120/240 |  |  | 2.4 | Solar | Residential | 57 Teal Trace Court | Pittsboro | NC | 27312 | Approved | NC CSP-Cogeneration and Small Power Producer-Sell All | PEC Carolinas | 2008-11-19 | Connected | Photovoltaic |  | 1.92 | Northern | Single | 2012-10-18 |  |  | Executed
DC | Cleveland | J Chester Grey | 120/240 | Distribution | Qty 50 Canadian Solar 200W Modules | 10 | Solar | Residential | 8629 Reeps Grove Church Rd | Vale | NC | 28168 | Approved | NM-NC Net Metering | Carolinas | 2015-03-23 | Connected | Photovoltaic |  | 10 | Central | Single | 2014-03-18 | 2015-03-02 | 2014-03-18 | Executed
DC | Rutherford | Miles Solar, LLC |  | Distribution | Qty 21780 (285 Watt) Trina TSM-285 PA14 | 6207.3 | Solar | Non-Residential | 550 Big Gum Ct | Rutherfordton | NC | 28139 | Cancelled | PP-N NC - Non-Hydroelectric Qualifying Facilities | Carolinas |  | Cancelled | Photovoltaic |  | 5000 | Southern | 3-phase | 2013-01-11 |  | 2013-01-11 | Cancelled
DC | Johnson | Military Dept of Ind | 480Y/277 | Transmission | Forty-four 190-W Solarzentrum PVT-M Premium solar panels | 8.36 | Solar | Non-Residential | Camp Atterbury Ind Natl Guard West 3401 Hospital Rd E Bldg: Prima | Edinburg | IN | 46124 | Pending | Net Metering - Standard Contract Rider No. 57 | IN |  | Pending | Photovoltaic |  | 8.36 | Southern | 3-phase | 2015-05-14 |  | 2015-05-14 | Open
DC | Columbus | Mill Pond Solar Farm, LLC |  | Distribution | Qty 21,660 (300 Watt) Canadian Solar CS6X-300p | 6498 | Solar | Non-Residential | Mill Pond Rd | Whiteville | NC | 28472 | Pending | NC CSP29-Cogeneration and Small Power Producer-Sell All | PEC Carolinas |  | Pending | Photovoltaic |  | 4800 | Eastern | 3-phase | 2015-03-13 |  | 2015-03-13 | Open
DC | Oconee | Itron Inc. - NM | 120/240 | Distribution |  | 56.7 | Solar | Non-Residential | 313 N Highway 11 | West Union | SC | 29696 | Approved | PP-SC Purchased Power | Carolinas | 2011-04-08 | Connected | Photovoltaic | Itron PV Installation | 56.7 | Southern | 3-phase | 2011-04-07 |  | 2011-02-18 | Executed
DC | Guilford | Millard Gold | 120/240 | Distribution | qty 24: Crystalline PV Module CHSM6612P 300W solar panels | 7.2 | Solar | Residential | 722 NC Highway 61 | WHitsett | NC | 27377 | Pending | NM-NC Net Metering | Carolinas |  | Pending | Photovoltaic |  | 7.6 | Northern | Single | 2015-05-01 |  | 2015-05-01 | Open
DC | Rowan | Miller 152 Farm, LLC | 12,470Y/7,200 | Distribution | QTY 21600 Canadian Soalr 300W Modules | 4950 | Solar | Non-Residential | 200 Miller Rd | China Grove | NC | 28023 | Cancelled | PP-N NC - Non-Hydroelectric Qualifying Facilities | Carolinas |  | Cancelled | Photovoltaic |  | 4998 | Central | 3-phase | 2013-09-11 |  | 2013-09-11 | Cancelled
| BUTLER | MILLER BREWING CO | [5 empty] | Non-Residential | 2525 WAYNE MADISON RD | TRENTON | OH | 45067 | Cancelled | Rider NM - Net Metering Rider - OH | OH/KY |  |  |  |  | 0 | South | 69000 |  |  |  | Cancelled
DC | Hillsborough | Michele Sanguedolce |  | Distribution |  | 18.84 | Solar | Residential | 20320 MOSS BRANCH CT | Lutz | FL | 33558 | Approved | NM-FL Net Metering | FL | 2012-02-10 | Connected | Photovoltaic |  | 16.014 | South Coastal |  | 2014-09-10 |  |  | Executed
DC | Greenville | International Tool Steel, INC | 480Y/277 | Distribution | Qty 196 (250 Watt) Conergy PH 250P Solar Panels | 49 | Solar | Non-Residential | 101 Wilson Bridge Rd | Fountain Inn | SC | 29644 | Approved | NM-SC Net Metering | Carolinas | 2013-04-19 | Connected | Photovoltaic |  | 49 | Southern | 3-phase | 2013-03-05 | 2013-04-02 | 2013-03-05 | Executed
DC | Anson | Mills Anson Farm, LLC |  | Distribution | Canadian Solar, CS6X Qty-21,660 |  | Solar | Non-Residential | Unknown | Lilesville | NC | 28091 | Approved |  | PEC Carolinas |  | Pending IA | Photovoltaic |  | 4998 | Southern | 3-phase | 2014-10-21 |  | 2013-12-19 | Open
DC | Mecklenburg | Innovative Solar Solutions - NM | 208Y/120 | Distribution |  | 3.6 | Solar | Non-Residential | 2725 Westinghouse Blvd. | Charlotte | NC | 28273 | Approved | PP-N NC - Non-Hydroelectric Qualifying Facilities | Carolinas | 2009-02-10 | Connected | Photovoltaic | Innovative Solar PV Installation | 3.6 | Central | 3-phase | 2011-04-07 |  | 2008-10-23 | Executed
DC | Burke | Innovative Solar 26, LLC | 12,470Y/7,200 | Distribution | 10500 Canadian Solar CS6P-245W Panels | 2572.5 | Solar | Non-Residential | 358 I-40 Access Rd | Hildebran | NC | 28637 | Pending | PP-N NC - Non-Hydroelectric Qualifying Facilities | Carolinas |  | Under Construction | Photovoltaic |  | 2000 | Central | 3-phase | 2013-05-14 |  | 2013-05-14 | Open
DC | Cleveland | Innovative Solar 23, LLC | 12,470Y/7,200 | Distribution | 10500 Canadian Solar CS6P-245W Panels | 2572.5 | Solar | Non-Residential | 398 Stony Point Rd | Kings Mountain | NC | 28086 | Pending | PP-N NC - Non-Hydroelectric Qualifying Facilities | Carolinas |  | Under Construction | Photovoltaic |  | 2500 | Central | 3-phase | 2013-05-14 |  | 2013-05-14 | Open
DC |  | Michelle G Smith | 120/240 | Distribution | Eighteen Sharp 240 Watt Solar Panels | 4.32 | Solar | Residential | 6844 Grimbsy Ln | Liberty Township | OH | 45011 | Approved | Rider NM - Net Metering Rider - OH | OH/KY | 2011-11-14 | Connected | Photovoltaic |  | 3.87 | South | Single | 2011-11-03 |  | 2011-11-03 | Executed
DC | Pasco | Michelle Menendez |  | Distribution |  | 5.52 | Solar | Residential | 8904 TENNIS CT | New Port Richey | FL | 34655 | Approved | NM-FL Net Metering | FL | 2010-03-26 | Connected | Photovoltaic |  | 4.692 | South Coastal |  | 2014-09-10 |  |  | Executed
DC | Rutherford | Innovative Solar 18, LLC |  | Distribution |  | 2572.5 | Solar | Non-Residential | 2025 Piney Mountain Church Rd | Bostic | NC | 28018 | Approved | PP-N NC - Non-Hydroelectric Qualifying Facilities | Carolinas |  | Under Construction | Photovoltaic |  | 1989 | Southern | 3-phase | 2013-02-26 |  | 2013-02-26 | Open
DC | Henderson | Innovative Solar 16, LLC |  | Distribution | Qty 10500 (245 Watt) Canadian Solar CS6P-245P | 2572.5 | Solar | Non-Residential | 3294 Ridge Rd | Hendersonville | NC | 28792 | Approved | PP-N NC - Non-Hydroelectric Qualifying Facilities | Carolinas |  | Under Construction | Photovoltaic |  | 1981 | Southern | 3-phase | 2013-02-26 |  | 2013-02-26 | Open
DC | Rutherford | Innovative Solar 15, LLC | 12,470Y/7,200 | Distribution | 8,680 Canadian Solar CS6P-230 W Panels | 1996.4 | Solar | Non-Residential | 232 Ellenboro Henrietta Rd | Ellenboro | NC | 28040 | Approved | PP-N NC - Non-Hydroelectric Qualifying Facilities | Carolinas | 2014-08-14 | Connected | Photovoltaic |  | 1996.4 | Southern | 3-phase | 2012-06-22 | 2014-09-27 | 2012-06-22 | Executed
DC | Lake | Michelle Wiseman |  | Distribution |  | 5.17 | Solar | Residential | 338 W Osecola ST | Clermont | FL | 34711 | Approved | NM-FL Net Metering | FL | 2011-06-28 | Connected | Photovoltaic |  | 4.395 | South Central |  | 2014-09-10 |  |  | Executed
DC | CHATHAM | Miriam G. Clayton | 120/240 |  |  | 3.25 | Solar | Residential | 165 Trout Lily Drive | Pittsboro | NC | 27312 | Approved | NC CSP-Cogeneration and Small Power Producer-Sell All | PEC Carolinas | 2010-05-19 | Connected | Photovoltaic |  | 2.6 | Northern | Single | 2012-10-18 |  |  | Executed
DC | Henderson | Innovative Solar 14, LLC | 12,470Y/7,200 | Distribution | Qty 8,680 Canadian Solar CS6P-230 Watt panel | 1996.4 | Solar | Non-Residential | 39 Laycock Rd. | Hendersonville | NC | 28792 | Approved | PP-N NC - Non-Hydroelectric Qualifying Facilities | Carolinas | 2014-08-14 | Connected | Photovoltaic |  | 1996.4 | Southern | 3-phase | 2012-09-05 | 2014-09-27 | 2012-09-05 | Executed
DC | ORANGE | Miguel Torres |  | Distribution |  | 3.8 | Solar | Residential | 2223 CONIFER AVENUE | WINTER PARK | FL | 32792 | Approved | NM-FL Net Metering | FL | 2013-09-05 | Connected | Photovoltaic |  | 3.23 | North Central |  | 2014-09-10 |  |  | Executed
DC | Rutherford | Innovative Solar 12, LLC | 12,470Y/7,200 | Distribution | 8680 Canadian Solar CS6P-230W Panels | 1996.4 | Solar | Non-Residential | 5860 US 221 S. Hwy | Forest City | NC | 28043 | Pending | PP-N NC - Non-Hydroelectric Qualifying Facilities | Carolinas |  | Under Construction | Photovoltaic | Innovative Solar 12 Solar Farm | 1996.4 | Southern | 3-phase | 2012-06-22 |  | 2012-06-22 | Open
DC | Pinellas | Misred LLC |  | Distribution |  | 23 | Solar | Non-Residential | 2235 1ST AVE S | ST. PETERSBURG | FL | 33712 | Approved | NM-FL Net Metering | FL | 2014-07-14 | Cancelled | Photovoltaic |  | 19.55 | South Coastal |  | 2014-09-10 |  |  | Cancelled
DC | Wilkes | Industrial Centers, LLC | 480Y/277 | Distribution | Qty 279 Topoint JTM280 | 78.12 | Solar | Non-Residential | 201 Elkin Hwy | N Wilkesboro | NC | 28659 | Approved | PP-N NC - Non-Hydroelectric Qualifying Facilities | Carolinas | 2014-01-14 | Connected | Photovoltaic | Industrial Centers, LLC PV Installation | 63 | Northern | 3-phase | 2013-11-04 | 2014-01-13 | 2013-11-04 | Executed
DC | Hamilton | Mike Cappel | 120/240 | Distribution | thirty-four 270-W Solarworld Sunmodule Plus SW 270 solar panels | 9.18 | Solar | Residential | 9253 Village Green Dr | Cincinnati | OH | 45242 | Approved | Rider NM - Net Metering Rider - OH | OH/KY | 2014-12-15 | Connected | Photovoltaic |  | 9 | Central | Single | 2014-12-04 |  | 2014-12-04 | Executed
DC | Seminole | Mike Gehrsitz |  | Distribution |  | 5.05 | Solar | Residential | 613 LAND AVE | LONGWOOD | FL | 32750 | Approved | NM-FL Net Metering | FL | 2012-06-20 | Connected | Photovoltaic |  | 4.293 | North Central |  | 2014-09-10 |  |  | Executed
DC |  | Mike Jantausch | 120/240 | Distribution |  | 5.98 | Solar | Residential | 6757 Princeton Rd | Hamilton | OH | 45011 | Approved | Rider NM - Net Metering Rider - OH | OH/KY | 2011-05-10 | Connected | Photovoltaic |  | 5.98 | South | Single | 2011-05-05 |  | 2011-05-05 | Executed
DC |  | Mike Jantausch | 120/240 | Distribution | twenty-six 230-W TrinaSolar TSM-230PA05 solar modules | 5.98 | Solar | Residential | 6757 Princeton Rd | Hamilton | OH | 45011 | Approved | Rider NM - Net Metering Rider - OH | OH/KY | 2014-04-08 | Connected | Photovoltaic |  | 5.98 | South | Single | 2014-03-24 |  | 2014-03-24 | Executed
DC |  | Mike Rager | 120/240 | Distribution | Forty-eight 245 W Mage Solar Panels | 11.76 | Solar | Residential | 4695 1100 W. N. | Kempton | IN | 46049 | Approved | Net Metering - Standard Contract Rider No. 57 | IN | 2013-06-03 | Connected | Photovoltaic |  | 11.4 | Northern | Single | 2013-04-23 |  | 2013-04-23 | Executed
DC | ORANGE | Mike Raymond |  | Distribution |  | 3 | Solar | Residential | 1316 GRAYSON DRIVE | ORLANDO | FL | 32825 | Approved | NM-FL Net Metering | FL | 2013-07-10 | Connected | Photovoltaic |  | 2.55 | South Central |  | 2014-09-10 |  |  | Executed
DC | Pinellas | Mike Stoici | 120/240 | Distribution | Qty 16 Axitec 250W Solar Panels | 4 | Solar | Residential | 135 24th Ave N | St Petersburg | FL | 33704 | Approved | NM-FL Net Metering | FL | 2015-05-19 | Connected | Photovoltaic |  | 3.4 | South Coastal | Single | 2015-06-12 |  | 2015-06-12 | Executed
DC |  | Mike Wills | 120/240 | Distribution | Qty 40 250-W Mage Powertec solar panels | 10 | Solar | Residential | 3556 500 S W | Sharpsville | IN | 46979 | Approved | Net Metering - Standard Contract Rider No. 57 | IN | 2013-08-02 | Connected | Photovoltaic |  | 10 | Northern | Single | 2013-06-04 |  | 2013-06-04 | Executed
DC | Orange | Mile Farm, LLC |  | Distribution |  | 6240 | Solar | Non-Residential | 1528 Bacon Road | Rougemont | NC | 27572 | Approved | NC CSP27-Cogeneration and Small Power Producer-Sell All | PEC Carolinas | 2014-06-03 | Connected | Photovoltaic |  | 5000 | Unknown |  | 2014-10-21 |  | 2012-05-14 | Executed
DC | Buncombe | Miller Graves | 120/240 | Distribution | Qty 17 270W SolarWorld Solar Panels | 4.59 | Solar | Residential | 89 Caledonia Rd Unit A | Asheville | NC | 28803 | Approved | NC NM-Net Metering for Renewable Energy Facilities | PEC Carolinas | 2014-11-11 | Connected | Photovoltaic |  | 4 | Western | Single | 2014-09-19 |  | 2014-09-19 | Executed
DC | Warren | Milton Cook | 120/240 | Distribution | sixty 255-W Astronergy CHSM6610P solar panels | 15.3 | Solar | Residential | 3611 Lower Springboro Rd E | Waynesville | OH | 45068 | Approved | Rider NM - Net Metering Rider - OH | OH/KY | 2014-10-23 | Connected | Photovoltaic |  | 15 | North | Single | 2014-10-13 |  | 2014-10-13 | Executed
DC | Seminole | Milton Hildebran |  | Distribution |  | 9.84 | Solar | Residential | 244 WASHINGTON AVE | LAKE MARY | FL | 32746 | Approved | NM-FL Net Metering | FL | 2011-05-25 | Connected | Photovoltaic |  | 8.364 | North Central |  | 2014-09-10 |  |  | Executed
DC | Wake | Mims Distributing Company, Inc |  | Distribution |  | 321 | Solar | Non-Residential | 8605 Ebenezer Church Road | Raleigh | NC | 27617 | Approved | NC NM-Net Metering for Renewable Energy Facilities | PEC Carolinas | 2011-11-29 | Connected | Photovoltaic |  | 273 | Unknown |  | 2015-01-02 |  |  | Executed
DC | Orange | Mina Johnson |  | Distribution |  | 4.8 | Solar | Residential | 17 E LAKE MARY DR | Orlando | FL | 32839 | Approved | NM-FL Net Metering | FL | 2009-10-12 | Connected | Photovoltaic |  | 4.08 | South Central |  | 2014-09-10 |  |  | Executed
DC | Mecklenburg | IKEA Property, Inc | 480Y/277 | Distribution | 4228 Yingli YL240P Panels | 1014 | Solar | Non-Residential | 8300 IKEA Blvd | Charlotte | NC | 28206 | Approved | NM-NC Net Metering | Carolinas | 2013-05-30 | Connected | Photovoltaic |  | 790 | Central | 3-phase | 2012-08-21 |  | 2013-02-21 | Executed
DC | Robeson | MMG Solar Fusion LLC |  | Distribution | Qty 20,000 CSUN305-72P 300W | 6000 | Solar | Non-Residential | 0 Singletary Rd | Lumberton | NC | 28358 | Pending |  | PEC Carolinas |  | Pending | Photovoltaic |  | 5000 | Unknown | 3-phase | 2014-10-26 |  | 2014-10-22 | Open
DC | Lake | Miriam Valentin |  | Distribution |  | 6.16 | Solar | Residential | 188 BAYOU BEND RD, SOLAR POWER | Groveland | FL | 34736 | Approved | NM-FL Net Metering | FL | 2012-11-06 | Connected | Photovoltaic |  | 5.236 | South Central |  | 2014-09-10 |  |  | Executed
DC | Orange | Ian Cook | 120/240 | Distribution | Qty 24 RenSola 255W Solar Panels | 6.12 | Solar | Residential | 101 Richard Dixon CT | Carrboro | NC | 27510 | Approved | NM-NC Net Metering | Carolinas | 2015-04-29 | Connected | Photovoltaic |  | 6 | Northern | Single | 2015-04-21 | 2015-04-28 | 2015-04-21 | Executed
DC | Cleveland | Hutchinson Farm, LLC | 12,470Y/7,200 | Distribution | 26,600 (240 WP) Astronergy Solar Panels | 6384 | Solar | Non-Residential | 1268 Earl Road | Shelby | NC | 28150 | Approved | PP-N NC - Non-Hydroelectric Qualifying Facilities | Carolinas | 2014-11-13 | Connected | Photovoltaic | Hutchinson Farm PV Installation | 5000 | Central | 3-phase | 2012-02-28 |  | 2012-02-28 | Executed
DC | Monroe | Mohammad Widigdo | 120/240 | Distribution | Ten 245 Watt Lumos Solar Panels | 2.45 | Solar | Residential | 5883 E Lampkins Ridge Apartment | Bloomington | IN | 47401 | Approved | Net Metering - Standard Contract Rider No. 57 | IN | 2011-07-25 | Cancelled | Photovoltaic |  | 2.2 | Southern | Single | 2011-07-11 |  | 2011-07-11 | Cancelled
DC | Pinellas | Mitchell Smith |  | Distribution |  | 3.06 | Solar | Residential | 4921 HYACINTH WAY S | ST. PETERSBURG | FL | 33705 | Approved | NM-FL Net Metering | FL | 2014-01-20 | Connected | Photovoltaic |  | 2.601 | South Coastal |  | 2014-09-10 |  |  | Executed
DC | WAKE | Mohd Aslami | 120/240 |  |  | 4.19 | Solar | Residential | 10608 Hunt Farms Lane | Raleigh | NC | 27603 | Approved | NC CSP-Cogeneration and Small Power Producer-Sell All | PEC Carolinas | 2009-07-28 | Connected | Photovoltaic |  | 3.35 | Northern | Single | 2012-10-18 |  |  | Executed
DC | WAKE | Mohd Aslami | 120/240 |  |  | 4.19 | Solar | Residential | 10608 Hunt Farms Lane | Raleigh | NC | 27603 | Pending | NM-NC Net Metering | PEC Carolinas |  | Pending | Photovoltaic |  | 3.35 | Northern | Single | 2015-06-05 |  | 2015-06-05 | Open
DC | Pasco | Mitchell Kammeier |  | Distribution |  | 3.36 | Solar | Residential | 21652 CORMORANT COVE DR | LAND O LAKES | FL | 34637 | Approved | NM-FL Net Metering | FL | 2012-05-23 | Connected | Photovoltaic |  | 2.856 | South Coastal |  | 2014-09-10 |  |  | Executed
DC | Orange | Mitchell Martin |  | Distribution |  | 7.38 | Solar | Residential | 1566 DEMING DR | Orlando | FL | 32825 | Approved | NM-FL Net Metering | FL | 2011-07-05 | Connected | Photovoltaic |  | 6.273 | South Central |  | 2014-09-10 |  |  | Executed
DC | Harnett | Molly Branch Solar, LLC |  | Distribution | 21,660 Canadian CS6X-300P Solar Modules | 6498 | Solar | Non-Residential | NC 210 Hwy | Lillington | NC | 27546 | Cancelled |  | PEC Carolinas |  | Cancelled | Photovoltaic |  | 4800 | Southern |  | 2015-03-01 |  | 2015-03-01 | Cancelled
DC | Highlands | Mja Holdings LLC - 10Th Installation |  | Distribution |  | 4.95 | Solar | Non-Residential | 9 E VIOLA STREET, PHOTOVOLTAIC | Avon Park | FL | 33825 | Approved | NM-FL Net Metering | FL | 2013-03-11 | Connected | Photovoltaic |  | 4.208 | South Central |  | 2014-09-10 |  |  | Executed
DC | HIGHLANDS | Mja Holdings LLC - 11Th Installation |  | Distribution |  | 9.58 | Solar | Non-Residential | 4632 GRANADA BLVD | SEBRING | FL | 33872 | Approved | NM-FL Net Metering | FL | 2013-09-18 | Connected | Photovoltaic |  | 8.143 | South Central |  | 2014-09-10 |  |  | Executed
DC | HIGHLANDS | Mja Holdings LLC - 12Th Installation |  | Distribution |  | 10.17 | Solar | Non-Residential | 4630 GRANDA BLVD | SEBRING | FL | 33872 | Approved | NM-FL Net Metering | FL | 2013-09-19 | Connected | Photovoltaic |  | 8.645 | South Central |  | 2014-09-10 |  |  | Executed
DC | Highlands | Mja Holdings LLC - 1St Installation |  | Distribution |  | 40.5 | Solar | Non-Residential | 21 E VIOLA ST, IRRIG/LIGHTING | AVON PARK | FL | 33825 | Approved | NM-FL Net Metering | FL | 2011-08-11 | Connected | Photovoltaic |  | 34.425 | South Central |  | 2014-09-10 |  |  | Executed
DC | Highlands | Mja Holdings LLC - 2Nd Installation |  | Distribution |  | 40.48 | Solar | Non-Residential | 4630 GRANADA BLVD *UNIT B, LIGHTING | SEBRING | FL | 33872 | Approved | NM-FL Net Metering | FL | 2012-11-26 | Connected | Photovoltaic |  | 34.408 | South Central |  | 2014-09-10 |  |  | Executed
DC | Highlands | Mja Holdings LLC - 3Rd Installation |  | Distribution |  | 4.95 | Solar | Non-Residential | 11 E VIOLA ST | AVON PARK | FL | 33825 | Approved | NM-FL Net Metering | FL | 2013-02-05 | Connected | Photovoltaic |  | 4.208 | South Central |  | 2014-09-10 |  |  | Executed
DC | Highlands | Mja Holdings LLC - 4Th Installation |  | Distribution |  | 4.95 | Solar | Non-Residential | 13 E VIOLA ST | AVON PARK | FL | 33825 | Approved | NM-FL Net Metering | FL | 2013-02-05 | Connected | Photovoltaic |  | 4.208 | South Central |  | 2014-09-10 |  |  | Executed
DC | MONROE | MONROE COUNTY COMM SCHOOL CORP BLOOMINGTON SOUTH HIGH SCHOOL | 480Y/277 |  | 7 216-W Sharp, 9 60-W SX60U & 3 77-W SX77U solar panels | 2.28 | Solar | Non-Residential | 1965 WALNUT ST S | BLOOMINGTON | IN | 47401 | Approved | Net Metering - Standard Contract Rider No. 57 | IN | 2009-06-01 | Connected | Photovoltaic |  | 2.283 | Soutwest | 3 phase |  |  |  | Executed
DC | Monroe | Monroe County Government | 480Y/277 | Distribution | three hundred fifty-four 250-W ReneSola Virtus II JC250M-24/Bb solar panels | 88.5 | Solar | Non-Residential | 501 Morton St N Suite: 100 | Bloomington | IN | 47404 | Pending | Net Metering - Standard Contract Rider No. 57 | IN |  | Pending | Photovoltaic |  | 72 | Southern | 3-phase | 2015-03-04 |  | 2015-03-04 | Open
DC | Monroe | Monroe County Government | 480Y/277 | Distribution | 220 230 Watt Bosch Solar Panels | 50.6 | Solar | Non-Residential | 501 Morton St N Suite: 100 | Bloomington | IN | 47404 | Approved | Net Metering - Standard Contract Rider No. 57 | IN | 2012-04-02 | Superseded | Photovoltaic |  | 50 | Southern | 3-phase | 2012-03-06 |  | 2012-03-06 | Superceded
DC | Highlands | Mja Holdings LLC - 5Th Installation |  | Distribution |  | 4.95 | Solar | Non-Residential | 17 E VIOLA ST | AVON PARK | FL | 33825 | Approved | NM-FL Net Metering | FL | 2013-02-05 | Connected | Photovoltaic |  | 4.208 | South Central |  | 2014-09-10 |  |  | Executed
DC | Highlands | Mja Holdings LLC - 6Th Installation |  | Distribution |  | 4.95 | Solar | Non-Residential | 19 E VIOLA ST | AVON PARK | FL | 33825 | Approved | NM-FL Net Metering | FL | 2013-02-05 | Connected | Photovoltaic |  | 4.208 | South Central |  | 2014-09-10 |  |  | Executed
DC | Union | Monroe Moore Farm, LLC | 12,470Y/7,200 | Distribution | QTY: 21,660 CanadianSolar MaxPower300P | 6498 | Solar | Non-Residential | 2003 New Town Rd | Monroe | NC | 28110 | Pending | PP-N NC - Non-Hydroelectric Qualifying Facilities | Carolinas |  | Pending | Photovoltaic |  | 4800 | Southern | 3-phase | 2013-11-12 |  | 2013-11-12 | Open
DC | Montgomery | Montgomery Solar, LLC |  | Distribution | QTY 80,000 REC 300 Watt Panels | 24000 | Solar | Non-Residential | Unknown | Biscoe | NC | 27209 | Approved |  | PEC Carolinas |  | Pending Meter Set | Photovoltaic |  | 20000 | Southern | 3-phase | 2014-10-21 |  | 2015-04-27 | Open
DC | Highlands | Mja Holdings LLC - 7Th Installation |  | Distribution |  | 5.4 | Solar | Non-Residential | 21 E VIOLA ST | AVON PARK | FL | 33825 | Approved | NM-FL Net Metering | FL | 2013-02-05 | Connected | Photovoltaic |  | 4.59 | South Central |  | 2014-09-10 |  |  | Executed
DC | Highlands | Mja Holdings LLC - 8Th Installation |  | Distribution |  | 4.95 | Solar | Non-Residential | 15 E VIOLA STREET | Avon Park | FL | 33825 | Approved | NM-FL Net Metering | FL | 2013-03-11 | Connected | Photovoltaic |  | 4.208 | South Central |  | 2014-09-10 |  |  | Executed
DC | Highlands | Mja Holdings LLC - 9Th Installation |  | Distribution |  | 5.4 | Solar | Non-Residential | 23 E VIOLA STREET | Avon Park | FL | 33825 | Approved | NM-FL Net Metering | FL | 2013-03-11 | Connected | Photovoltaic |  | 4.59 | South Central |  | 2014-09-10 |  |  | Executed
DC | Cabarrus | Howell Midland Farm, LLC | 12,470Y/7,200 | Distribution | Qty 21660 Canadian Solar CS6X 300P | 6498 | Solar | Non-Residential | 13900 Bethel Ave Ext | Midland | NC | 28107 | Approved | PP-N NC - Non-Hydroelectric Qualifying Facilities | Carolinas |  | Under Construction | Photovoltaic |  | 4998 | Central | 3-phase | 2013-09-27 |  | 2013-09-27 | Open
DC | Lenoir | Moorings Farm 2, LLC |  | Distribution |  |  | Solar | Non-Residential | Unknown | LaGrange | NC | 28551 | Approved |  | PEC Carolinas |  | Pending | Photovoltaic |  | 5000 | Unknown |  | 2014-10-21 |  | 2014-05-23 | Open
DC | Pinellas | Mlf Pathways LLC |  | Distribution |  | 49.68 | Solar | Non-Residential | 2201 CENTRAL AVE *STE 200 | St Petersburg | FL | 33713 | Approved | NM-FL Net Metering | FL | 2010-08-31 | Connected | Photovoltaic |  | 42.228 | South Coastal |  | 2014-09-10 |  |  | Executed
DC | Franklin | Morgan Farm, LLC |  | Distribution |  |  | Solar | Non-Residential | Unknown | Louisburg | NC | 27549 | Approved |  | PEC Carolinas |  | Pending IA | Photovoltaic |  | 5000 | Unknown |  | 2014-10-21 |  | 2014-04-29 | Open
DC | Catawba | Morgan Solar, LLC |  | Distribution | Qty 8712 (285 Watt) Trina TSM-285 PA14 | 2482.92 | Solar | Non-Residential | 4454 Oakwood Dr | Conover | NC | 28613 | Pending | PP-N NC - Non-Hydroelectric Qualifying Facilities | Carolinas |  | Pending | Photovoltaic |  | 2000 | Central | 3-phase | 2013-02-05 |  | 2013-02-05 | Open
| HOWARD | MORGAN WALDEN | 120/240 |  |  |  | Wind | Residential | 3660 COUNTY ROAD 350 S W | KOKOMO | IN | 46902 | Approved | Net Metering - Standard Contract Rider No. 57 | IN | 2009-04-27 | Connected | Turbine |  | 4.2 | North | Single |  |  |  | Executed
DC | Mecklenburg | Howard Wilson | 120/240 | Distribution | QTY 4 ReneSola Virtus II 250W Modules | 1 | Solar | Residential | 3163 Burbank Dr | Charlotte | NC | 28216 | Approved | NM-NC Net Metering | Carolinas | 2014-12-31 | Connected | Photovoltaic |  | 0.86 | Central | Single | 2014-10-21 | 2014-12-16 | 2014-10-21 | Executed
DC | Orange | Howard Lee | 120/240 | Distribution | 12 Canadian Solar CS6P 250W Solar Modules | 3 | Solar | Residential | 4322 Eno Cemetery Rd | Cedar Grove | NC | 27231 | Approved | NM-NC Net Metering | Carolinas | 2012-12-26 | Connected | Photovoltaic |  | 3 | Northern | Single | 2012-10-05 | 2012-12-20 | 2012-10-05 | Executed
DC | Robeson | Morrison Solar Park LLC |  | Distribution | Qty 23,600 CSUN305-72P 300W | 7080 | Solar | Non-Residential | 752 Rowan Rd | Lumberton | NC | 28358 | On Hold |  | PEC Carolinas |  | Pending | Photovoltaic |  | 5000 | Unknown | 3-phase | 2014-10-26 |  | 2014-10-22 | Open
DC | Rowan | Morse Measurements LLC | 480Y/277 | Distribution | QTY 102 Utility 295 Watt TSM-PA14 Panels | 30.09 | Solar | Non-Residential | 1163 Speedway Blvd | Salisbury | NC | 28146 | Pending | NM-NC Net Metering | Carolinas |  | Pending | Photovoltaic |  | 24 | Central | 3-phase | 2015-04-02 |  | 2015-04-02 | Open
DC | WAKE | Morton Barlaz | 120/240 |  |  | 6.13 | Solar | Residential | 7909 Vauxhill Drive | Raleigh | NC | 27615 | Approved | NC CSP-Cogeneration and Small Power Producer-Sell All | PEC Carolinas | 2009-12-30 | Connected | Photovoltaic |  | 4.9 | Northern | Single | 2012-10-18 |  |  | Executed
DC | Lincoln | Howard Construction Co of Lincolnton Inc | 120/240 | Distribution | 10 240 Watt Solar World Modules | 2.4 | Solar | Non-Residential | 1452 S Aspen St | Lincolnton | NC | 28092 | Approved | NM-NC Net Metering | Carolinas | 2012-05-17 | Connected | Photovoltaic |  | 2.15 | Central | Single | 2012-05-09 |  | 2012-05-09 | Executed
DC | Osceola | Mohammed Faqiri |  | Distribution |  | 2.03 | Solar | Residential | 710 BEAR WAY | KISSIMMEE | FL | 34759 | Approved | NM-FL Net Metering | FL | 2012-12-10 | Connected | Photovoltaic |  | 1.726 | South Central |  | 2014-09-10 |  |  | Executed
DC | Wayne | Mount Olive I, LLC |  | Distribution |  |  | Solar | Non-Residential | Unknown | Mount Olive | NC | 28365 | On Hold |  | PEC Carolinas |  | Pending | Photovoltaic |  | 5000 | Unknown |  | 2014-10-21 |  | 2014-06-06 | Open
DC | Wayne | Mt. Olive Solar, LLC |  | Distribution |  |  | Solar | Non-Residential | Unknown | Mt. Olive | NC | 28365 | Approved |  | PEC Carolinas |  | Under Construction | Photovoltaic |  | 1999 | Unknown |  | 2014-10-21 |  | 2012-09-07 | Open
DC | Orange | Mollie Conley | 120/240 | Distribution | Qty 35 SW285W-Solar Panels | 10 | Solar | Residential | 281 S Central Ave * Lite | Umatilla | FL | 32784 | Approved | NM-FL Net Metering | FL | 2015-05-26 | Connected | Photovoltaic |  | 8.5 | North Central | Single | 2015-05-20 |  | 2015-05-20 | Executed
DC |  | Molly B Herbe | 120/240 | Distribution | Six 240 Watt Sharp Solar Panels | 1.44 | Solar | Residential | 1892 Edgewater Drive | Cincinnati | OH | 45240 | Approved | Rider NM - Net Metering Rider - OH | OH/KY | 2011-08-17 | Connected | Photovoltaic |  | 1.32 | South | Single | 2011-08-10 |  | 2011-08-10 | Executed
DC | Howard | Lynn Flora | 120/240 | Distribution | 10 125W Panels - Unknown Manufacturer | 1.25 | Solar | Residential | 1508 820 W S | Russiaville | IN | 46979 | Pending | Net Metering - Standard Contract Rider No. 57 | IN |  | Pending | Photovoltaic |  | 1.25 | Northern | Single | 2015-01-06 |  | 2015-01-06 | Open
DC | Greenville | Horace E Clinard | 120/240 | Distribution | Qty 40 (250 Watt) Sharp ND-Q250F7 | 10 | Solar | Residential | 615 Meece Bridge Rd | Taylors | SC | 29687 | Approved | NM-SC Net Metering | Carolinas | 2013-11-15 | Connected | Photovoltaic |  | 10 | Southern | Single | 2013-10-29 | 2013-11-11 | 2013-10-29 | Executed
AC | Wayne | Mt. Olive Farm 2 LLC |  | Distribution |  |  | Solar | Non-Residential | 574 Martin Road | Mount Olive | NC | 28365 | Approved | NC CSP-Cogeneration and Small Power Producer-Sell All | PEC Carolinas |  | Pending | Photovoltaic |  | 5000 | Eastern |  | 2013-04-30 |  | 2012-06-01 | Open
DC | Chatham | Moncure Farm, LLC |  | Distribution |  | 6240 | Solar | Non-Residential | 3812 Corinth Road | Moncure | NC | 27559 | Approved | NC CSP27-Cogeneration and Small Power Producer-Sell All | PEC Carolinas | 2014-04-11 | Connected | Photovoltaic |  | 4975 | Unknown |  | 2014-10-21 |  | 2012-03-15 | Executed
DC | Wayne | Mt. Olive Solar 2, LLC (US HWY 117) |  | Distribution | 85,852 305W Trina TSM306 Solar Modules | 26184 | Solar | Non-Residential | US HWY 117 | Mt. Olive | NC | 28365 | Cancelled |  | PEC Carolinas |  | Cancelled | Photovoltaic |  | 18330 | Northern |  | 2015-03-01 |  | 2015-03-01 | Cancelled
DC | Cabarrus | Mt. Pleasant Farm, LLC | 12,470Y/7,200 | Distribution | Qty 21660 Canadian Solar CS6X 300P | 6498 | Solar | Non-Residential | 1616 Blueberry St | Mount Pleasant | NC | 28124 | Cancelled | PP-N NC - Non-Hydroelectric Qualifying Facilities | Carolinas |  | Cancelled | Photovoltaic |  | 4998 | Central | 3-phase | 2013-09-27 |  | 2013-09-27 | Cancelled
DC | Johnston | Mule Farm Solar, LLC |  | Distribution | Qty 9025 (310 Watt) Canadian Solar CS6X-310 Solar Panels | 2797.75 | Solar | Non-Residential | 1175 N Johnson St | Benson | NC | 27504 | Pending | NC CSP29-Cogeneration and Small Power Producer-Sell All | PEC Carolinas |  | Pending | Photovoltaic |  | 2200 | Eastern | 3-phase | 2015-06-17 |  | 2015-06-03 | Open
DC | RANDOLPH | Munich Motors, Inc | 120/240 |  |  | 4.13 | Solar | Non-Residential | 407 Frances Dr | Liberty | NC | 27298 | Approved | NC CSP-Cogeneration and Small Power Producer-Sell All | PEC Carolinas | 2008-08-26 | Connected | Photovoltaic |  | 3.3 | Southern | Single | 2012-10-18 |  |  | Executed
DC | Iredell | Murdock Solar Farm, LLC |  | Distribution | Qty 23,324 (300 Watt) Canadian CS6X-300P Solar Panels | 6997.2 | Solar | Non-Residential | Murdock Rd | Troutman | NC | 28166 | Cancelled | PP-N NC - Non-Hydroelectric Qualifying Facilities | Carolinas |  | Cancelled | Photovoltaic |  | 4800 | Northern | 3-phase | 2015-03-31 |  | 2015-03-31 | Cancelled
DC | Johnston | Murdock Solar, LLC |  | Distribution | Trina TSM-285 PA14 PV module |  | Solar | Non-Residential | 2780 Guy Road | Clayton | NC | 27520 | Approved | NC CSP29-Cogeneration and Small Power Producer-Sell All | PEC Carolinas |  | Under Construction | Photovoltaic |  | 4000 | Northern | 3-phase | 2014-10-21 |  | 2013-04-12 | Open
DC | Harnett | Monica Suzane Deangelis | 120/240 | Distribution | Suniva OPT 265-60-41B0 | 3.2 | Solar | Residential | 652 Old Stage Rd N | Coats | NC | 27521 | Approved | NC NM-Net Metering for Renewable Energy Facilities | PEC Carolinas | 2014-10-28 | Connected | Photovoltaic |  | 2.46 | Northern | Single | 2014-10-01 |  | 2014-10-01 | Executed
| HAMILTON | MUSA CAMPBELL | single |  |  |  | Solar | Residential | 3618 DAVENANT | CINCINNATI | OH | 45213 | Approved | Rider NM - Net Metering Rider - OH | OH/KY | 2010-08-20 | Connected | Photovoltaic |  | 3.42 | Central | 120/240 |  |  |  | Executed
DC | New Hanover | Monica Vong | 120/240 | Distribution | Qty 12: 265 W Solar World Solar Panels | 3.18 | Solar | Residential | 4304 Fern Bluff Ln | Wilmington | NC | 28409 | Approved | NM-NC Net Metering | PEC Carolinas | 2015-04-07 | Connected | Photovoltaic |  | 3 | Eastern | Single | 2014-12-29 |  | 2014-12-29 | Executed
DC | Pinellas | Monika Kuzel |  | Distribution |  | 4.8 | Solar | Residential | 8045 22ND AVENUE NORTH | ST. PETERSBURG | FL | 33710 | Approved | NM-FL Net Metering | FL | 2013-06-05 | Connected | Photovoltaic |  | 4.08 | South Coastal |  | 2014-09-10 |  |  | Executed
DC | Alamance | Honda Power Equipment Mfg. Inc. | 480Y/277 | Distribution |  | 4 | Solar | Non-Residential | 3721 S NC Highway 119 | Haw River | NC | 27258 | Approved | NM-NC Net Metering | Carolinas | 2011-04-20 | Connected | Photovoltaic |  | 4 | Northern | 3-phase | 2011-05-16 |  | 2011-03-08 | Executed
DC | Harnett | Monique McCaulla | 120/240 | Distribution | Qty 12 Sunmodule 275W PV Modules | 3.3 | Solar | Residential | 46 Tilden Howington Dr | Lillington | NC | 27546 | Approved | NC NM-Net Metering for Renewable Energy Facilities | PEC Carolinas | 2015-05-26 | Connected | Photovoltaic |  | 2.88 | Eastern | Single | 2015-03-31 |  | 2015-03-31 | Executed
DC | Montgomery | Myrick Farm, LLC |  | Distribution | Canadian Solar CS6XX-300P |  | Solar | Non-Residential | Unknown | Biscoe | NC | 27209 | Cancelled |  | PEC Carolinas |  | Cancelled | Photovoltaic |  | 5000 | Southern | 3-phase | 2014-10-21 |  | 2013-03-22 | Cancelled
DC | Mecklenburg | Myrna Davies Hurst | 120/240 | Distribution | Qty 4 250 W ReneSola Virtus Panels | 1 | Solar | Residential | 14247 Soldier Rd | Charlotte | NC | 28278 | Approved | NM-NC Net Metering | Carolinas |  | Pending Meter Set | Photovoltaic |  | 0.86 | Central | Single | 2015-04-01 | 2015-06-16 | 2015-04-01 | Open
DC | Monroe | Monroe County Government | 480Y/277 | Distribution | 55 MAGE 250 W Solar Modules | 13.75 | Solar | Non-Residential | 501 Morton St N Suite: 100 | Bloomington | IN | 47404 | Approved | Net Metering - Standard Contract Rider No. 57 | IN | 2012-06-15 | Connected | Photovoltaic |  | 62 | Southern | 3-phase | 2012-05-11 |  | 2012-05-11 | Executed
DC |  | Monroe County Justice Center | 480Y/277 | Distribution | two hundred thirty-one 305-W Renesola solar panels | 70.46 | Solar | Non-Residential | 301 North College Street | Bloomington | IN | 47401 | Approved | Net Metering - Standard Contract Rider No. 57 | IN | 2015-02-25 | Connected | Photovoltaic |  | 60 | Southern | 3-phase | 2015-01-30 |  | 2015-01-30 | Executed
DC | Pinellas | Monty Hall |  | Distribution |  | 5.76 | Solar | Residential | 3151 San Bernadino St | CLEARWATER | FL | 33759 | Approved | NM-FL Net Metering | FL | 2014-08-27 | Connected | Photovoltaic |  | 4.896 | South Coastal |  | 2014-09-10 |  |  | Executed
DC | Durham | Holzworth Holdings, Inc. | 120/240 | Distribution | 3.0KW photovoltaic array and 3.6 KW Outback Power Systems GVFX3648 inverter | 3 | Solar | Non-Residential | 448 Blue Violet Wy | Durham | NC | 27713 | Approved | PP-N NC - Non-Hydroelectric Qualifying Facilities | Carolinas | 2006-11-30 | Connected | Photovoltaic | Holzworth Photovoltaic Installation | 3 | Northern | Single | 2011-04-07 |  | 2006-09-17 | Executed
DC | Davidson | Holly Hills Inc. | 120/240 | Distribution |  | 1.5 | Solar | Non-Residential | 401 W Holly Hill Rd | Thomasville | NC | 27360 | Approved | NM-NC Net Metering | Carolinas | 2011-12-22 | Connected | Photovoltaic |  | 1.29 | Northern | Single | 2011-09-12 |  | 2011-09-12 | Executed
DC | Lenoir | Moorings Farm, LLC |  | Distribution |  | 6240 | Solar | Non-Residential | 241 Piney Grove Church Road | La Grange | NC | 28551 | Approved | NC CSP27-Cogeneration and Small Power Producer-Sell All | PEC Carolinas | 2013-09-05 | Connected | Photovoltaic |  | 4975 | Unknown |  | 2014-10-21 |  | 2012-06-27 | Executed
DC | Mecklenburg | Holly Barker | 120/240 | Distribution | Quanity 10 235 watt LG235M1C-G2 modules | 2.35 | Solar | Residential | 143 Renwick Road | Charlotte | NC | 28211 | Approved | NM-NC Net Metering | Carolinas | 2012-08-07 | Connected | Photovoltaic |  | 2.15 | Central | Single | 2012-07-18 | 2012-08-03 | 2012-07-18 | Executed
DC | Union | Holly and Kenneth Searles | 120/240 | Distribution | Qty 32 (250 Watt) Canadian Solar CS6P-250P Solar Panels | 8 | Solar | Residential | 6015 Greyfield Dr | Monroe | NC | 28110 | Approved | NM-NC Net Metering | Carolinas | 2014-12-11 | Connected | Photovoltaic |  | 6.16 | Central | Single | 2014-10-27 | 2014-11-13 | 2014-10-27 | Executed
DC | Hamilton | Motz Properties LLC | 208Y/120 | Distribution | sixty-nine 225-W Siliken SLK60P6L solar panels | 15.53 | Solar | Non-Residential | 3251 Riverside | Cincinnati | OH | 45226 | Approved | Rider NM - Net Metering Rider - OH | OH/KY | 2011-07-14 | Connected | Photovoltaic |  | 15 | South | 3-phase | 2011-07-02 |  | 2011-07-02 | Executed
DC | Wayne | Mount Olive Farm, LLC |  | Distribution | Canadian Solar Maxpower CS6X Qty- 21,660 |  | Solar | Non-Residential | 1001 West Main Street | Mt. Olive | NC | 28365 | Approved | NC CSP27-Cogeneration and Small Power Producer-Sell All | PEC Carolinas | 2014-12-10 | Connected | Photovoltaic |  | 4998 | Eastern |  | 2014-10-21 |  | 2013-10-30 | Executed
DC | Wayne | Mt Olive Solar 1, LLC - FLS Energy |  | Distribution | ET-P272300WW | 30 | Solar | Non-Residential | 545 Lees Country Club Rd | Mt Olive | NC | 28365 | Approved | NC CSP29-Cogeneration and Small Power Producer-Sell All | PEC Carolinas | 2015-05-22 | Connected | Photovoltaic |  | 4999 | Eastern | 3-phase | 2014-10-21 |  | 2013-11-27 | Executed
DC | Wayne | Mt. Olive Farm 2, LLC |  | Distribution |  | 6240 | Solar | Non-Residential | 574 Martin Road | Mount Olive | NC | 28365 | Approved | NC CSP27-Cogeneration and Small Power Producer-Sell All | PEC Carolinas | 2013-04-17 | Connected | Photovoltaic |  | 4975 | Unknown |  | 2014-10-21 |  | 2012-06-08 | Executed
DC | Pinellas | Muriel Moreau | 120/240 | Distribution | Phono Solar | 1 | Solar | Residential | 4085 42ND AVE S | St. Petersburg | FL | 33711 | Approved | NM-FL Net Metering | FL | 2014-12-02 | Connected | Photovoltaic |  | 0.85 | South Coastal | Single | 2014-11-23 |  | 2014-11-23 | Executed
DC | Highlands | Musselman Appl & TV Inc | 120/240 | Distribution | Qty 33 RNG-300P/300watts Solar Panels | 9.9 | Solar | Non-Residential | 4230 US Highway 27 N, Meter B | Sebring | FL | 33870 | Approved | NM-FL Net Metering | FL | 2015-05-11 | Connected | Photovoltaic |  | 8.415 | South Central | Single | 2015-04-29 |  | 2015-04-29 | Executed
DC | Guilford | Hoffman and Hoffman, Inc-NM | 208Y/120 | Distribution | Qty 504 (240 Watt) Schuco MPE240 PS08 | 120.96 | Solar | Non-Residential | 3816 Patterson St | Greensboro | NC | 27407 | Approved | PP-N NC - Non-Hydroelectric Qualifying Facilities | Carolinas | 2013-02-25 | Connected | Photovoltaic |  | 108 | Northern | 3-phase | 2012-11-05 | 2013-02-18 | 2012-11-05 | Executed
DC | Davie | Hillary Malicki | 120/240 | Distribution | Qty 8 Suniva, OPT270-604-1, 270watts, Solar Panels | 2.16 | Solar | Residential | 136 Lakecrest Dr. | Mocksville | NC | 27028 | Approved | NM-NC Net Metering | Carolinas | 2015-05-29 | Connected | Photovoltaic |  | 1.92 | Northern | Single | 2015-04-28 | 2015-05-28 | 2015-04-28 | Executed
DC | Pinellas | Myriam Sgueglia | 120/240 | Distribution | Suniva MVX255-701 | 8.16 | Solar | Residential | 4365 FALLBROOK BLVD | Palm Harbor | FL | 34685 | Approved | NM-FL Net Metering | FL | 2014-10-28 | Connected | Photovoltaic |  | 6.94 | South Coastal | Single | 2014-10-27 |  |  | Executed
DC | Buncombe | Myrrl McBride |  | Distribution | QTY: 21 Sharp ND-250 | 5.25 | Solar | Residential | 77 Forest Lake Dr. | Asheville | NC | 28803 | Approved | NC NM-Net Metering for Renewable Energy Facilities | PEC Carolinas | 2014-03-27 | Connected | Photovoltaic |  | 5 | Western | Single | 2014-01-23 |  | 2014-01-23 | Executed
DC | Orange | Henry J. Becker | 120/240 | Distribution | Thirty-Two (230 Watt) SunPower SPR-230 | 7.36 | Solar | Residential | 1114 Phils Ridge Rd | Chapel Hill | NC | 27516 | Approved | SCG-NC Small Customer Generator Rider | Carolinas | 2012-04-12 | Connected | Photovoltaic |  | 7 | Northern | Single | 2012-03-22 |  | 2012-03-22 | Executed
DC |  | Nancy Pope - 250 Winding Ridge |  |  |  | 3.6 | Solar | Residential | 250 Winding Ridge # R | Black Mountain | NC | 28711 | Cancelled | NC CSP-Cogeneration and Small Power Producer-Sell Excess | PEC Carolinas |  |  | Photovoltaic |  | 2.88 | Northern |  | 2012-10-18 |  |  | Cancelled
DC | BUNCOMBE | Nancy Pope - 366 Winding Ridge | 120/240 |  |  | 2.38 | Solar | Residential | 366 Winding Ridge Rd | Black Mountain | NC | 28711 | Approved | NC CSP-Cogeneration and Small Power Producer-Sell All | PEC Carolinas | 2011-10-13 | Connected | Photovoltaic |  | 1.9 | Western | Single | 2012-10-18 |  |  | Executed
DC | Rowan | Henry Goodnight | 120/240 | Distribution | qty 17 Sun Power 327W PV Modules | 5.56 | Solar | Residential | 275 Saw Road | China Grove | NC | 28023 | Approved | NM-NC Net Metering | Carolinas | 2015-04-08 | Connected | Photovoltaic |  | 5 | Central | Single | 2015-02-04 | 2015-02-24 | 2015-02-04 | Executed
DC | Buncombe | Nadine Hamby | 120/240 | Distribution |  | 3.13 | Solar | Residential | 420 Creekside Drive | Asheville | NC | 28804 | Approved | NC NM-Net Metering for Renewable Energy Facilities | PEC Carolinas | 2012-03-22 | Connected | Photovoltaic |  | 2.5 | Western | Single | 2012-10-18 |  |  | Executed
DC | Orange | Nakita Posey | 120/240 | Distribution | Qty 20 SolarWorld250W solar panels | 5 | Solar | Residential | 1208 Sandy Beach Dr | Ocoee | FL | 34761 | Approved | NM-FL Net Metering | FL | 2015-03-03 | Connected | Photovoltaic |  | 4.25 | South Central | Single | 2015-02-25 |  | 2015-02-25 | Executed
DC | Mecklenburg | Henry D. Woodall | 120/240 | Distribution | Qty 5 ReneSola Virtus II 250W Solar Panels | 1.25 | Solar | Residential | 1124 Bloom Wood Ln. | Matthews | NC | 28105 | Approved | NM-NC Net Metering | Carolinas | 2015-01-29 | Connected | Photovoltaic |  | 1.08 | Central | Single | 2014-12-17 | 2015-01-28 | 2014-12-17 | Executed
DC | Orange | Hendrik J. Rodenburg | 120/240 | Distribution |  | 3.69 | Solar | Residential | 102 Springdale Wy | Chapel Hill | NC | 27517 | Approved | NM-NC Net Metering | Carolinas | 2013-05-29 | Connected | Photovoltaic |  | 3.3 | Northern | Single | 2013-05-13 | 2013-05-20 | 2013-05-13 | Executed
DC |  | Nancy & Steve Kleene | 120/240 | Distribution | eight 240-watt Solarworld solar panels | 1.92 | Solar | Residential | 3469 Canyon Dr | Cincinnati | OH | 45217 | Approved | Rider NM - Net Metering Rider - OH | OH/KY | 2012-03-02 | Connected | Photovoltaic |  | 1.72 | South | Single | 2012-02-27 |  | 2012-02-27 | Executed
DC | Lake | Nancy Zucconi |  | Distribution |  | 5.72 | Solar | Residential | 186 BAYOU BEND RD | GROVELAND | FL | 34736 | Approved | NM-FL Net Metering | FL | 2013-02-08 | Cancelled | Photovoltaic |  | 4.862 | South Central |  | 2014-09-10 |  |  | Cancelled
DC | Volusia | Nancy Baranet |  | Distribution |  | 5.2 | Solar | Residential | 65 Elmwood Trail | Deland | FL | 32724 | Approved | NM-FL Net Metering | FL | 2009-01-07 | Connected | Photovoltaic |  | 4.42 | North Central |  | 2014-09-10 |  |  | Executed
DC | Wake | Nancy A Woods | 120/240 | Distribution |  | 2.25 | Solar | Residential | 124 Inwood Forest Dr | Raleigh | NC | 27603 | Approved | NC NM-Net Metering for Renewable Energy Facilities | PEC Carolinas | 2014-12-08 | Connected | Photovoltaic |  | 1.8 | Northern | Single | 2014-12-05 |  | 2014-12-05 | Executed
DC | Wake | Nancy Bower | 120/240 | Distribution |  | 2.25 | Solar | Residential | 124 Inwood Forest Drive | Raleigh | NC | 27603 | Approved | NC NM-Net Metering for Renewable Energy Facilities | PEC Carolinas | 2012-10-10 | Connected | Photovoltaic |  | 1.8 | Northern | Single | 2012-10-18 |  |  | Executed
DC | Groveland | Nancy Burdulis | 120/240 | Distribution |  | 6.5 | Solar | Residential | 367 SALT MARSH LN, SOLAR PWR | Groveland | FL | 34736 | Approved | NM-FL Net Metering | FL | 2014-12-11 | Connected | Photovoltaic |  | 5.53 | South Central | Single | 2014-12-11 |  | 2014-12-11 | Executed
DC | Forsyth | Helia Ward | 120/240 | Distribution | Qty 40 (350 Watt) Sunpreme Maxima GXB Solar Panel | 14 | Solar | Residential | 2175 Cherrywood Dr | Clemmons | NC | 27012 | Approved | NM-NC Net Metering | Carolinas | 2015-04-27 | Connected | Photovoltaic |  | 13.6 | Northern | Single | 2014-10-07 | 2015-04-08 | 2014-10-07 | Executed
DC | Nash | Nash 97 Solar |  | Distribution |  |  | Solar | Non-Residential | 11250 West NC97 | Middlesex | NC | 27557 | Approved |  | PEC Carolinas |  | Pending | Photovoltaic |  | 4998 | Unknown |  | 2014-10-21 |  | 2014-06-30 | Open
DC | Nash | Nash 97 Solar 2 LLC |  | Distribution | Qty 21660 Canadian Solar CS6X-300P | 6498 | Solar | Non-Residential | Highway 97 | Middlesex | NC | 27557 | Pending |  | PEC Carolinas |  | Pending | Photovoltaic |  | 4800 | Unknown | 3-phase | 2014-10-26 |  | 2014-10-21 | Open
DC | Nash | Nashville Farms LLC |  | Distribution | Talesun, TPP660P | 24 | Solar | Non-Residential | 3315 Skyes Road | Nashville | NC | 27856 | Approved |  | PEC Carolinas |  | Under Construction | Photovoltaic |  | 2000 | Northern | 3-phase | 2014-10-21 |  | 2014-07-10 | Open
DC |  | Nashville Farms LLC |  | Distribution |  |  | Solar | Non-Residential | 3315 Skyes Road | Nashville | NC | 27856 | Cancelled |  | PEC Carolinas |  | Cancelled | Photovoltaic |  | 2000 | Unknown |  | 2014-10-21 |  | 2012-06-08 | Cancelled
DC |  | Nashville Farms LLC |  | Distribution |  |  | Solar | Non-Residential | 3315 Skyes Road | Nashville | NC | 27856 | Cancelled |  | PEC Carolinas |  | Cancelled | Photovoltaic |  | 2000 | Unknown |  | 2014-10-21 |  | 2013-02-26 | Cancelled
DC |  | Nashville Farms LLC |  | Distribution |  |  | Solar | Non-Residential | 3315 Skyes Road | Nashville | NC | 27856 | Cancelled |  | PEC Carolinas |  | Cancelled | Photovoltaic |  | 2000 | Unknown |  | 2014-10-21 |  | 2013-09-05 | Cancelled
DC | Nash | Nashville Solar LLC |  | Distribution | Qty 8,620 Canadian Solar CS6X-290W | 2499.8 | Solar | Non-Residential | NC Hwy 43 | Nashville | NC | 27856 | On Hold |  | PEC Carolinas |  | Pending | Photovoltaic |  | 2000 | Unknown | 3-phase | 2015-01-29 |  | 2015-01-29 | Open
DC | Pinellas | Nancy E Biddle |  | Distribution |  | 5.33 | Solar | Residential | 3335 W MARITANA DR | St Petersburg | FL | 33706 | Approved | NM-FL Net Metering | FL | 2010-07-19 | Connected | Photovoltaic |  | 4.531 | South Coastal |  | 2014-09-10 |  |  | Executed
DC | MONROE | NATALIE D MOORE | 120/240 |  | eighteen 120-W Evergreen Solar EC120 solar panels | 2.16 | Solar | Residential | 2121 SUSIE ST | BLOOMINGTON | IN | 47401 | Approved | Net Metering - Standard Contract Rider No. 57 | IN | 2007-07-31 | Connected | Photovoltaic |  | 2.16 | Soutwest | Single |  |  |  | Executed
DC | Rowan | Nate Solar, LLC |  | Distribution | 21780 Trina TSM-285 PA14 PV module | 6232.95 | Solar | Non-Residential | 1070 Cruse Rd. | Salisbury | NC | 28146-8882 | Approved | PP-N NC - Non-Hydroelectric Qualifying Facilities | Carolinas |  | Pending IA | Photovoltaic |  | 5000 | Central | 3-phase | 2013-03-19 |  | 2013-03-19 | Open
DC | CHATHAM | Nathan Conroy | 120/240 |  |  | 3.31 | Solar | Residential | 954 Buck Gunter Road | Siler City | NC | 27344 | Approved | NC CSP-Cogeneration and Small Power Producer-Sell All | PEC Carolinas | 2010-11-19 | Connected | Photovoltaic |  | 2.65 | Northern | Single | 2012-10-18 |  |  | Executed
DC | Brunswick | Nathan J Cook | 120/240 | Distribution | Qty 13 SunPower SPR-E20- 327W solar panels | 4.25 | Solar | Residential | 228 W North Shore Dr | Boilings Springs Lakes | NC | 28461 | Pending | NC NM-Net Metering for Renewable Energy Facilities | PEC Carolinas |  | Pending | Photovoltaic |  | 3.84 | Eastern | Single | 2015-03-31 |  | 2015-03-31 | Open
DC | Marion | Nancy Komlos |  | Distribution |  | 5.16 | Solar | Residential | 14111 SW 115TH CIR | DUNNELLON | FL | 34432 | Approved | NM-FL Net Metering | FL | 2012-07-11 | Connected | Photovoltaic |  | 4.386 | North Coastal |  | 2014-09-10 |  |  | Executed
DC | Oconee | Helen Belmore Marzelli | 120/240 | Distribution | Qty 13 260W Solar Panels | 3.38 | Solar | Residential | 316 Valley Dr | Walhalla | SC | 29691 | Approved | NM-SC Net Metering | Carolinas | 2015-05-28 | Connected | Photovoltaic |  | 3.38 | Southern | Single | 2015-04-16 | 2015-06-11 | 2015-04-16 | Executed
DC | Durham | Heath Knight | 120/240 | Distribution |  | 3.08 | Solar | Residential | 2622 Chapel Hill Road | Durham | NC | 27707 | Approved | NM-NC Net Metering | Carolinas | 2011-12-14 | Connected | Photovoltaic |  | 3.01 | Northern | Single | 2011-11-15 |  | 2011-11-15 | Executed
DC | Seminole | Nancy Temple-Wichersham |  | Distribution |  | 5.1 | Solar | Residential | 115 TEMPLE DR | Longwood | FL | 32750 | Approved | NM-FL Net Metering | FL | 2009-08-04 | Connected | Photovoltaic |  | 4.335 | North Central |  | 2014-09-10 |  |  | Executed
DC | LAKE | Nancy Pavey |  | Distribution |  | 8.25 | Solar | Residential | 167 BAYOU BEND RD, SOLAR POWER | GROVELAND | FL | 34736 | Approved | NM-FL Net Metering | FL | 2014-07-31 | Connected | Photovoltaic |  | 7.013 | South Central |  | 2014-09-10 |  |  | Executed
DC | Lake | Nancy Dudenhoeffer |  | Distribution |  | 6.16 | Solar | Residential | 144 BALMY COAST RD, SOLAR POWER | Groveland | FL | 34736 | Approved | NM-FL Net Metering | FL | 2012-12-19 | Connected | Photovoltaic |  | 5.236 | South Central |  | 2014-09-10 |  |  | Executed
DC | Columbia | Nancy Roessel |  | Distribution |  | 7.36 | Solar | Residential | 211 SW HEFLIN AVE | Fort White | FL | 32038 | Approved | NM-FL Net Metering | FL | 2011-06-21 | Connected | Photovoltaic |  | 6.256 | North Coastal |  | 2014-09-10 |  |  | Executed
DC | Orange | Nancy Mote |  | Distribution |  | 5.14 | Solar | Residential | 324 ENGLISH LAKE DR | Winter Garden | FL | 34787 | Approved | NM-FL Net Metering | FL | 2009-10-20 | Connected | Photovoltaic |  | 4.369 | South Central |  | 2014-09-10 |  |  | Executed
DC | Marion | Nancy Valenzano | 120/240 | Distribution |  | 5.04 | Solar | Residential | 9178 SW 102ND CIR | Ocala | FL | 34481 |  | NM-FL Net Metering | FL | 2010-05-17 | Connected | Photovoltaic |  | 4.284 | North Coastal | Single | 2014-10-30 |  | 2014-10-30 | Executed
DC | WAKE | NC Mus of Nat Science | 120/240 |  |  | 6 | Solar | Non-Residential | 11 W Jones St | Raleigh | NC | 27607 | Approved | NC CSP-Cogeneration and Small Power Producer-Sell All | PEC Carolinas | 2007-12-18 | Connected | Photovoltaic |  | 4.8 | Northern | Single | 2012-10-18 |  |  | Executed
DC | Catawba | NC Solar Docks, LLC |  | Distribution | Qty 60 260W LG260S1C-G3 Solar Panels | 15.6 | Solar | Non-Residential | 4226 54th Ave NE | Hickory | NC | 28601 | Pending | PP-N NC - Non-Hydroelectric Qualifying Facilities | Carolinas |  | Pending | Photovoltaic |  | 15.2 | Central | 3-phase | 2015-05-11 |  | 2015-05-11 | Open
DC | WAKE | NC State Solar Center | 120/240 |  |  | 6.75 | Solar | Non-Residential | 210 McKimmon Campus Box 7401 NC State University | Raleigh | NC | 27606 | Approved | NC CSP-Cogeneration and Small Power Producer-Sell All | PEC Carolinas | 2010-12-03 | Connected | Photovoltaic |  | 5.4 | Northern | Single | 2012-10-18 |  |  | Executed
AC |  | NC-CHP 10, LLC |  | Distribution |  |  | Biomass | Non-Residential | Unknown | Candor | NC | 0 | Cancelled |  | PEC Carolinas |  | Cancelled | Other |  | 325 | Southern |  | 2014-10-21 |  | 2013-03-01 | Cancelled
DC | OSCEOLA | Nancy Larson |  | Distribution |  | 5 | Solar | Residential | 455 FOUNTAIN VALLEY LN | POINCIANA | FL | 34759 | Approved | NM-FL Net Metering | FL | 2014-03-18 | Connected | Photovoltaic |  | 4.25 | South Central |  | 2014-09-10 |  |  | Executed
DC | CHATHAM | Neil C Caudle | 120/240 |  |  | 2.25 | Solar | Residential | 275 Bingham Ridge Dr | Pittsboro | NC | 27312 | Approved | NC CSP-Cogeneration and Small Power Producer-Sell All | PEC Carolinas | 2009-07-29 | Connected | Photovoltaic |  | 1.8 | Northern | Single | 2012-10-18 |  |  | Executed
DC | CHATHAM | Neil C Caudle | 120/240 | Distribution | QTY 12 ReneSola 255 Watt Panels | 3.06 | Solar | Residential | 275 Bingham Ridge Dr | Pittsboro | NC | 27312 | Pending | NC NM-Net Metering for Renewable Energy Facilities | PEC Carolinas |  | Pending | Photovoltaic |  | 4.2 | Northern | Single | 2015-05-11 |  | 2015-05-11 | Open
DC | Lake | Neil E Pierce | 120/240 | Distribution | Qty 12 Yingli 255W Solar Panels | 3.06 | Solar | Residential | 116 Balmy Coast Rd | Groveland | FL | 34736 | Pending | NM-FL Net Metering | FL |  | Pending | Photovoltaic |  | 2.601 | South Central | Single | 2015-05-06 |  | 2015-05-06 | Open
DC | Pinellas | Neil Wyman |  | Distribution |  | 4.7 | Solar | Residential | 291 OLD OAK CIR | Palm Harbor | FL | 34683 | Approved | NM-FL Net Metering | FL | 2010-08-09 | Cancelled | Photovoltaic |  | 3.995 | South Coastal |  | 2014-09-10 |  |  | Cancelled
DC | HAMILTON | NEIL C THOMPSON | 120/240 |  | forty-two 210-W Sanyo HIT-210N solar panels | 8.82 | Solar | Residential | 60 FOREST RIDGE CT | FISHERS | IN | 46037 | Approved | Net Metering - Standard Contract Rider No. 57 | IN | 2009-09-24 | Connected | Photovoltaic |  | 7.5 | North | Single |  |  |  | Executed
DC | Lincoln | Haynes Farm, LLC | 12,470Y/7,200 | Distribution | 4,550 (225 w) Canadian Solar Panels & 19922 (250w) Canadian Solar Panels | 6004.25 | Solar | Non-Residential | 231 Tripple H Ln | Lincolnton | NC | 28092 | Approved | PP-N NC - Non-Hydroelectric Qualifying Facilities | Carolinas | 2013-09-26 | Connected | Photovoltaic | Haynes Farm PV Installation | 5000 | Central | 3-phase | 2012-04-03 | 2013-10-08 | 2012-04-03 | Executed
DC | Pinellas | Nancy Wilson | 120/240 | Distribution | Qty 8 Q-Pro 250W Solar Panels | 2 | Solar | Residential | 5721 42nd Ave N | Kenneth City | FL | 33709 | Approved | NM-FL Net Metering | FL | 2015-06-02 | Connected | Photovoltaic |  | 1.7 | South Coastal | Single | 2015-05-22 |  | 2015-05-22 | Executed
DC | Seminole | Naome Bradshaw |  | Distribution |  | 7.02 | Solar | Residential | 112 S CORTEZ AVE | WINTER SPRINGS | FL | 32708 | Approved | NM-FL Net Metering | FL | 2013-01-30 | Connected | Photovoltaic |  | 5.967 | North Central |  | 2014-09-10 |  |  | Executed
DC | Pinellas | Narayan Rajagopalan |  | Distribution |  | 10.26 | Solar | Residential | 1871 MCCAULEY RD | CLEARWATER | FL | 33765 | Approved | NM-FL Net Metering | FL | 2014-01-13 | Connected | Photovoltaic |  | 8.721 | South Coastal |  | 2014-09-10 |  |  | Executed
DC | Alamance | Hayden-Harman Foundation - NM | 120/240 | Distribution |  | 2.22 | Solar | Non-Residential | 215 West Kime St | Burlington | NC | 27215 | Approved | PP-N NC - Non-Hydroelectric Qualifying Facilities | Carolinas | 2006-02-13 | Connected | Photovoltaic | Hayden-Harman Foundation PV Installation | 2 | Northern | Single | 2011-04-07 |  |  | Executed
DC | FLOYD | NEW ALBANY FLOYD CO SCH CORP | 480Y/277 |  | twelve 100-W solar panels | 1.2 | Solar | Non-Residential | 1024 VINCENNES ST | NEW ALBANY | IN | 47150 | Approved | Net Metering - Standard Contract Rider No. 57 | IN | 2003-12-01 | Connected | Photovoltaic |  | 1.2 | Southeast | 3 phase |  |  |  | Executed
DC | Nash | Nash 58 Farm, LLC |  | Distribution |  | 6498 | Solar | Non-Residential | 6657 N NC #58 | Nashville | NC | 27816 | Approved | NC CSP27-Cogeneration and Small Power Producer-Sell All | PEC Carolinas | 2013-10-29 | Connected | Photovoltaic |  | 4950 | Northern | 3-phase | 2014-10-21 |  | 2013-02-07 | Executed
DC | Craven | New Bern Solar LLC |  | Distribution | Qty 86,667 Canadian Solar CS6X-300P | 26000.1 | Solar | Non-Residential | Gaskins Rd | New Bern | NC | 28560 | Pending |  | PEC Carolinas |  | Pending | Photovoltaic |  | 18400 | Unknown | 3-phase | 2014-12-19 |  | 2014-12-19 | Open
DC | Wake | New Hill Solar LLC |  | Distribution | Qty 8,667 Canadian Solar CS6X | 2600.1 | Solar | Non-Residential | Old US 1 Hwy | New Hill | NC | 27562 | Pending |  | PEC Carolinas |  | Pending | Photovoltaic |  | 3376.753 | Unknown | 3-phase | 2014-10-26 |  | 2014-09-08 | Open
DC | Fulton | New Holland Roc Inc | 120/240 | Distribution | Forty Eight 235 Watt Kycocera Solar Panels | 11.28 | Solar | Non-Residential | 1260 100 S E | Rochester | IN | 46975 | Approved | Net Metering - Standard Contract Rider No. 57 | IN | 2011-12-30 | Superseded | Photovoltaic |  | 10.16 | Northern | Single | 2011-11-10 |  | 2011-11-10 | Superceded
DC | Nash | Nash 64 Farm, LLC |  | Distribution |  | 5329.1 | Solar | Non-Residential | 209 Rockwool Street | Spring Hope | NC | 27882 | Approved | NC CSP27-Cogeneration and Small Power Producer-Sell All | PEC Carolinas | 2014-08-05 | Connected | Photovoltaic |  | 4950 | Northern |  | 2014-10-21 |  | 2013-02-08 | Executed
DC | Orange | Natalia Seifarth | 120/240 | Distribution |  | 5.4 | Solar | Residential | 14506 San Lorenzo Drive | Orlando | FL | 32820 | Approved | NM-FL Net Metering | FL | 2014-09-11 | Connected | Photovoltaic |  | 4.59 | North Central | Single | 2014-09-23 |  | 2014-09-23 | Executed
DC |  | New World Renewable Energy Leasing, Inc. |  | Distribution |  |  | Solar | Non-Residential | Unknown | Bladenboro | NC | 0 | Cancelled |  | PEC Carolinas |  | Cancelled | Photovoltaic |  | 402 | Unknown |  | 2014-10-21 |  | 2012-02-10 | Cancelled
DC |  | Harry L Davis | 120/240 | Distribution | 24 Renogy RNG 235 | 5.64 | Solar | Residential | 1031 Altamont rd | Greenville | SC | 29609 | Approved | NM-SC Net Metering | Carolinas | 2013-05-02 | Connected | Photovoltaic |  | 5.16 | Southern | Single | 2013-04-10 | 2013-04-19 | 2013-04-10 | Executed
DC | Cabarrus | Harry Gedney | 120/240 | Distribution | 20 Suniva 260Watt Solar Panels | 5.2 | Solar | Residential | 2259 Laurens Drive | Concord | NC | 28027 | Approved | NM-NC Net Metering | Carolinas | 2013-02-07 | Connected | Photovoltaic |  | 5.2 | Central | Single | 2012-12-03 | 2013-02-05 | 2012-12-03 | Executed
DC | Mecklenburg | Harry A Taylor | 120/240 | Distribution | Qty 8 250W Sunmodule Solar Panels | 2 | Solar | Residential | 1901 Brandon Cir | Charlotte | NC | 28211 | Approved | NM-NC Net Metering | Carolinas | 2014-10-23 | Connected | Photovoltaic |  | 2 | Central | Single | 2014-09-04 | 2014-10-17 | 2014-09-04 | Executed
DC | Orange | Naval Air Warfare Center |  | Distribution |  | 530.88 | Solar | Non-Residential | 12350 RESEARCH PKY | ORLANDO | FL | 32826 | Approved | NM-FL Net Metering | FL | 2011-12-08 | Connected | Photovoltaic |  | 451.248 | North Central |  | 2014-09-10 |  |  | Executed
DC | Carteret | NC Agricultural Foundation |  | Distribution |  | 9.6 | Solar | Non-Residential | 810 Straits Road | Smyrna | NC | 28579 | Approved | SCG-NC Small Customer Generator Rider | PEC Carolinas | 2012-03-21 | Connected | Photovoltaic |  | 9.6 | Unknown |  | 2014-10-21 |  | 2012-02-29 | Executed
DC | Anderson | Harrietta Lindahl | 120/240 | Distribution | QTY 32 LG 265 Mono X panels | 8.48 | Solar | Residential | 327 Foster Rd | Williamston | SC | 29697 | Approved | NM-SC Net Metering | Carolinas | 2014-06-23 | Connected | Photovoltaic |  | 6.88 | Southern | Single | 2014-06-03 | 2014-06-20 | 2014-06-18 | Executed
DC | Moore | NC Grower's Association, Inc. |  | Distribution |  | 16 | Solar | Non-Residential | 230 Cameron Ave. | Vass | NC | 28394 | Approved | Negotiated (NC) | PEC Carolinas | 2011-09-22 | Connected | Photovoltaic |  | 13 | Unknown |  | 2014-10-21 |  | 2011-06-28 | Executed
DC | New Hanover | Ned Martin | 120/240 | Distribution |  | 4.48 | Solar | Residential | 5400 Dawning Creek Way | Wilmington | NC | 28409 | Approved | NC NM-Net Metering for Renewable Energy Facilities | PEC Carolinas | 2010-12-02 | Connected | Photovoltaic |  | 3.58 | Eastern | Single | 2012-10-18 |  |  | Executed
DC | Citrus | Nelsene Rooks |  | Distribution |  | 2.94 | Solar | Residential | 945 NE 3RD AVE | Crystal River | FL | 34428 | Approved | NM-FL Net Metering | FL | 2010-04-23 | Connected | Photovoltaic |  | 2.499 | North Coastal |  | 2014-09-10 |  |  | Executed
DC | Buncombe | NIcholson and Son LLC | 120/240 | Distribution | qty 7 SolarWorld 280w PV Modules | 1.96 | Solar | Residential | 9 Wilburn Rd | Asheville | NC | 28806 | Pending | NC NM-Net Metering for Renewable Energy Facilities | PEC Carolinas |  | Pending | Photovoltaic |  | 1.68 | Western | Single | 2015-06-02 |  | 2015-06-02 | Open
DC | Pinellas | Nelson Agee | 120/240 | Distribution | Qty 30 SW275 Solar Panels | 8.25 | Solar | Residential | 6920 14th Ave N. | St Petersburg | FL | 33710 | Approved | NM-FL Net Metering | FL | 2015-02-05 | Connected | Photovoltaic |  | 7.01 | South Coastal | Single | 2015-02-03 |  | 2015-02-03 | Executed
DC | Hamilton | Nestor Reyes | 120/240 | Distribution | fourteen 260-W Suniva Optimus OPT260-60-4-1B0 solar panels | 3.64 | Solar | Residential | 11185 Guy St | Fishers | IN | 46038 | Approved | Net Metering - Standard Contract Rider No. 57 | IN | 2014-08-07 | Connected | Photovoltaic |  | 3.5 | Northern | Single | 2014-07-30 |  | 2014-07-30 | Executed
DC | Wake | Neuse River Solar Farm, LLC |  | Distribution |  | 1300 | Solar | Non-Residential | 2408 Brownfield Rd. | Raleigh | NC | 27610 | Approved | Negotiated (NC) | PEC Carolinas | 2011-12-21 | Connected | Photovoltaic |  | 1040 | Unknown |  | 2014-10-21 |  | 2011-08-03 | Executed
DC | Duplin | Nickelson Solar 2 LLC |  | Distribution | Qty 21,660 Canadian Solar CS6X-300P | 6498 | Solar | Non-Residential | 152 Harry Nickelson Ln | Wallace | NC | 28466 | Pending |  | PEC Carolinas |  | Pending | Photovoltaic |  | 4800 | Unknown | 3-phase | 2015-01-06 |  | 2015-01-06 | Open
DC | Duplin | Nickelson Solar LLC |  | Distribution | Qty 21,660 Canadian Solar CS6X-300P | 6498 | Solar | Non-Residential | 152 Harry Nickelson Ln | Wallace | NC | 28766 | Pending |  | PEC Carolinas |  | Pending | Photovoltaic |  | 4800 | Unknown | 3-phase | 2015-01-07 |  | 2015-01-07 | Open
DC | Craven | New Bern Farm, LLC |  | Distribution |  | 6240 | Solar | Non-Residential | 3960 US Hwy. 17 N | Ernul | NC | 28527 | Approved | NC CSP27-Cogeneration and Small Power Producer-Sell All | PEC Carolinas | 2014-04-10 | Connected | Photovoltaic |  | 4975 | Unknown |  | 2014-10-21 |  | 2012-06-08 | Executed
DC | Fulton | New Holland Roc Inc | 120/240 | Distribution | 96 (245 Watt) KD245CX-LPB | 23.52 | Solar | Non-Residential | 1260 100 S E | Rochester | IN | 46975 | Approved | Net Metering - Standard Contract Rider No. 57 | IN | 2012-05-11 | Connected | Photovoltaic |  | 30.8 | Northern | Single | 2012-04-27 |  | 2012-04-27 | Executed
DC | Orange | Nicole Cornetet |  | Distribution |  | 5.52 | Solar | Residential | 5425 WALSH POND CT | WINDERMERE | FL | 34786 | Approved | NM-FL Net Metering | FL | 2013-05-03 | Cancelled | Photovoltaic |  | 4.692 | South Central |  | 2014-09-10 |  |  | Cancelled
DC | Highlands | Newell Hull |  | Distribution |  | 2.64 | Solar | Residential | 1131 KILLARNEY DR | Sebring | FL | 33870 | Approved | NM-FL Net Metering | FL | 2010-02-22 | Connected | Photovoltaic |  | 2.244 | South Central |  | 2014-09-10 |  |  | Executed
DC | Volusia | Newton Kulp | 120/240 | Distribution | Qty 39 SolarWorld270w solar panels | 10.53 | Solar | Residential | 2257 Fillmore Ave | Deltona | FL | 32725 | Approved | NM-FL Net Metering | FL | 2015-02-25 | Connected | Photovoltaic |  | 8.95 | North Central | Single | 2015-02-19 |  | 2015-02-19 | Executed
DC | Carmel | Nicolle Tolliver | 120/240 | Distribution | eighty 255-W Astronergy CHSM6610P-255 solar panels | 20.4 | Solar | Residential | 13201 Ditch Rd | Carmel | IN | 46032 | Approved | Net Metering - Standard Contract Rider No. 57 | IN |  | Pending Meter Set | Photovoltaic |  | 20 | Northern | Single | 2015-05-19 |  | 2015-05-19 | Open
DC | Wilkes | Harold Ferguson | 120/240 | Distribution | 20 Jetion 240W Ground Mounted Solar Panels | 4.8 | Solar | Residential | 500 Coffey Ave | N Wilkesboro | NC | 28659 | Approved | PP-N NC - Non-Hydroelectric Qualifying Facilities | Carolinas | 2012-11-29 | Connected | Photovoltaic | Ferguson PV Installation | 4 | Northern | Single | 2012-06-13 | 2012-11-21 | 2012-06-13 | Executed
DC | Orange | Nghia Pham |  | Distribution |  | 7.59 | Solar | Residential | 5630 RYWOOD DR | Orlando | FL | 32810 | Approved | NM-FL Net Metering | FL | 2012-11-16 | Connected | Photovoltaic |  | 6.452 | North Central |  | 2014-09-10 |  |  | Executed
DC | LAKE | Nichael Pannucci |  | Distribution |  | 6.37 | Solar | Residential | 179 BALMY COAST RD, SOLAR POWER | GROVELAND | FL | 34736 | Approved | NM-FL Net Metering | FL | 2014-03-06 | Connected | Photovoltaic |  | 5.415 | South Central |  | 2014-09-10 |  |  | Executed
DC | Johnston | Nitro Solar, LLC |  | Distribution | Trina TSM-285 PA14 PV module |  | Solar | Non-Residential | 1990 Yelverton Grove Road | Smithfield | NC | 27577 | Approved | NC CSP29-Cogeneration and Small Power Producer-Sell All | PEC Carolinas |  | Under Construction | Photovoltaic |  | 5000 | Unknown | 3-phase | 2014-10-21 |  | 2013-04-08 | Open
DC |  | Nicholas Drone | 120/240 | Distribution | six Suniva 260-W solar panels | 1.56 | Solar | Residential | 3582 St Rt 48 N | Lebanon | OH | 45036 | Approved | Rider NM - Net Metering Rider - OH | OH/KY | 2013-07-08 | Connected | Photovoltaic |  | 1.29 | North | Single | 2013-06-17 |  | 2013-06-17 | Executed
DC | Guilford | Harold Barnhardt | 120/240 | Distribution |  | 7.5 | Solar | Residential | 1576 NC Highway 61 | Whitsett | NC | 27377 | Approved | NM-NC Net Metering | Carolinas | 2011-12-08 | Connected | Photovoltaic |  | 7.5 | Northern | Single | 2011-09-23 |  | 2011-09-23 | Executed
DC | Greenville | NNPD Properties, LLC | 208Y/120 | Distribution |  | 2.25 | Solar | Non-Residential | 1116 S Main St Unit #C | Greenville | SC | 29601 | Approved | NM-SC Net Metering | Carolinas | 2010-12-27 | Superseded | Photovoltaic |  | 2.25 | Southern | 3-phase | 2011-04-07 |  | 2010-12-02 | Superceded
DC | Greenville | NNPD Properties, LLC | 208Y/120 | Distribution |  | 1.8 | Solar | Non-Residential | 1116 S Main St Unit #C | Greenville | SC | 29601 | Approved | NM-SC Net Metering | Carolinas | 2011-10-24 | Superseded | Photovoltaic |  | 4 | Southern | 3-phase | 2011-10-10 |  | 2011-10-10 | Superceded
DC | Lake | Nicholas Randazzo | 120/240 | Distribution | Qty 8 Canadian Solar#CS6P-255W Solar Panels | 2.04 | Solar | Residential | 75 Bayou Bend Rd, Solar Power | Groveland | FL | 34736 | Approved | NM-FL Net Metering | FL | 2015-03-05 | Connected | Photovoltaic |  | 1.73 | South Central | Single | 2015-02-23 |  | 2015-02-23 | Executed
DC | Carteret | NOAA, Beaufort Lab |  |  |  | 5 | Solar | Non-Residential | 101 Pivers Island | Beaufort | NC | 28516 | On Hold |  | PEC Carolinas |  | Pending | Photovoltaic |  | 4 | Northern |  | 2012-10-18 |  | 2013-06-18 | Open
DC | Chatham | Nichole Korpi-Steiner | 120/240 | Distribution | QTY 20 REC 255 Peak Energy BLK Series | 5.1 | Solar | Residential | 115 Eagle Pointe Rd | Pittsboro | NC | 27312 | Approved | NC NM-Net Metering for Renewable Energy Facilities | PEC Carolinas | 2014-12-18 | Connected | Photovoltaic |  | 5 | Northern | Single | 2014-12-03 |  | 2014-12-03 | Executed
DC | Seminole | Nick Florio |  | Distribution |  | 5.33 | Solar | Residential | 572 LAKE HAYES RD | OVIEDO | FL | 32765 | Approved | NM-FL Net Metering | FL | 2010-02-18 | Connected | Photovoltaic |  | 4.531 | North Central |  | 2014-09-10 |  |  | Executed
DC | Polk | Nick Sidlaruk | 120/240 | Distribution | Qty 35 SW285W-Solar Panels | 10 | Solar | Residential | 509 S 14th St | Haines City | FL | 33844 | Approved | NM-FL Net Metering | FL | 2015-02-13 | Connected | Photovoltaic |  | 8.48 | South Central | Single | 2015-02-06 |  | 2015-02-06 | Executed
DC | Forsyth | Hanesbrands, Inc. - NM | 208Y/120 | Distribution |  | 14.8 | Solar | Non-Residential | 1000 East Hanes Mill Rd | Winston Salem | NC | 27105 | Approved | SCG-NC Small Customer Generator Rider | Carolinas | 2008-03-26 | Connected | Photovoltaic |  | 14.8 | Northern | 3-phase | 2011-04-07 |  | 2007-11-01 | Executed
DC | Orange | H. Malcolm Hardy | 120/240 | Distribution |  | 3.15 | Solar | Residential | 53523 Bickett Dr | Chapel Hill | NC | 27517 | Approved | PP-N NC - Non-Hydroelectric Qualifying Facilities | Carolinas | 2009-09-29 | Connected | Photovoltaic | Hardy PV Installation | 3.15 | Northern | Single | 2011-04-07 |  | 2009-09-10 | Executed
DC | ORANGE | H R Malpass | 120/240 | Distribution | QTY 24 AXI 250 Solar Modules | 6 | Solar | Residential | 908 Woodbine Dr | Chapel Hill | NC | 27517 | Approved | NM-NC Net Metering | Carolinas | 2014-07-11 | Connected | Photovoltaic |  | 6 | Northern | Single | 2014-05-20 | 2014-07-08 | 2014-05-20 | Executed
DC | Forsyth | H D USA | 208Y/120 | Distribution | Qty 168 LG 268W Modules | 44.52 | Solar | Non-Residential | 1402 E Mountain St. | Kernersville | NC | 27284 | Approved | NM-NC Net Metering | Carolinas | 2013-12-11 | Connected | Photovoltaic |  | 40 | Northern | 3-phase | 2013-10-15 | 2013-11-15 | 2013-10-15 | Executed
DC | ORANGE | Nicole Snider |  | Distribution |  | 1.82 | Solar | Residential | 11930 OTTER BROOK TRL | WINDERMERE | FL | 34786 | Approved | NM-FL Net Metering | FL | 2013-07-09 | Connected | Photovoltaic |  | 1.547 | South Central |  | 2014-09-10 |  |  | Executed
DC | ORANGE | Nidia Merchant |  | Distribution |  | 10 | Solar | Residential | 1825 ANNA CATHERINE DRIVE | ORLANDO | FL | 32828 | Approved | NM-FL Net Metering | FL | 2013-05-24 | Connected | Photovoltaic |  | 8.5 | North Central |  | 2014-09-10 |  |  | Executed
DC | Orange | Gwenyth T. Reid | 120/240 | Distribution |  | 4.2 | Solar | Residential | 209 South Cameron St | Hillsborough | NC | 27278 | Approved | PP-N NC - Non-Hydroelectric Qualifying Facilities | Carolinas | 2008-02-08 | Connected | Photovoltaic | Reid PV Installation | 4.2 | Northern | Single | 2011-04-07 |  | 2008-01-11 | Executed
DC | Polk | Nileshkumar Patel |  | Distribution |  | 5.18 | Solar | Residential | 257 PARADISE ISLAND DR | Haines City | FL | 33844 | Approved | NM-FL Net Metering | FL | 2009-09-04 | Connected | Photovoltaic |  | 4.403 | South Central |  | 2014-09-10 |  |  | Executed
DC | Rutherford | Guy Edward Whitener | 120/240 | Distribution |  | 3 | Solar | Residential | 382 Bradley Rd | Ellenboro | NC | 28040 | Approved | NM-NC Net Metering | Carolinas | 2013-02-21 | Connected | Photovoltaic |  | 2.58 | Southern | Single | 2013-02-04 | 2013-02-16 | 2013-02-04 | Executed
DC | Rockingham | Gregory T. Gendron | 120/240 | Distribution | qty 16 Mage Powertec Plus 250 / 6 PL US AC | 4 | Solar | Residential | 101 Woodland Dr | Stoneville | NC | 27048 | Approved | NM-NC Net Metering | Carolinas | 2014-12-23 | Connected | Photovoltaic |  | 3.808 | Northern | Single | 2014-11-21 | 2014-12-22 | 2014-11-21 | Executed
DC | Forsyth | Gregory S. Hardie | 120/240 | Distribution |  | 4.05 | Solar | Residential | 1619 Appian Wy | Clemmons | NC | 27012 | Approved | NM-NC Net Metering | Carolinas | 2010-08-12 | Connected | Photovoltaic |  | 8 | Northern | Single | 2011-04-07 |  | 2010-07-19 | Executed
DC | Citrus | Nona Hudson | 120/240 | Distribution | Qty 28 Yingli Green 255W Solar Panels | 7.14 | Solar | Residential | 15502 Atwater Dr | Spring Hill | FL | 34604 | Approved | NM-FL Net Metering | FL | 2015-05-12 | Connected | Photovoltaic |  | 6.069 | North Coastal | Single | 2015-05-06 |  | 2015-05-06 | Executed
DC | Seminole | Norberto Lajara | 120/240 | Distribution | Qty 40 Canadian C6P-255Watts, solar panels | 10.2 | Solar | Residential | 16024 River Pointe Ct | Orlando | FL | 32828 | Approved | NM-FL Net Metering | FL | 2015-06-05 | Connected | Photovoltaic |  | 8.67 | North Central | Single | 2015-06-03 |  | 2015-06-03 | Executed
DC | Citrus | Norberto Siniawski | 120/240 | Distribution | Solar Trek HVAC 2160 | 2.16 | Solar | Residential | 5918 N NAKOMA DR | Beverly Hills | FL | 34465 | Approved | NM-FL Net Metering | FL | 2014-11-25 | Connected | Photovoltaic |  | 1.84 | North Coastal | Single | 2014-11-24 |  | 2014-11-24 | Executed
DC | Lenoir | North Cargo Building, LLC |  | Distribution |  |  | Solar | Non-Residential | Unknown | Kinston | NC | 28504 | Approved |  | PEC Carolinas |  | Pending IA | Photovoltaic |  | 400 | Unknown |  | 2014-10-21 |  | 2012-02-29 | Open
DC | Seminole | Noreen Coleman |  | Distribution |  | 4.16 | Solar | Residential | 1085 HOWELL HARBOR DR | Casselberry | FL | 32707 | Approved | NM-FL Net Metering | FL | 2012-11-30 | Connected | Photovoltaic |  | 3.536 | North Central |  | 2014-09-10 |  |  | Executed
DC | McDowell | North Carolina Renewable Energy LLC | 12,470Y/7,200 | Distribution |  | 1900 | Solar | Non-Residential | 400 College Road | Marion | NC | 28752 | Cancelled | PP-N NC - Non-Hydroelectric Qualifying Facilities | Carolinas |  | Cancelled | Photovoltaic | North Carolina Renewable Energy Solar Project | 1900 | Central | 3-phase | 2011-05-16 |  | 2011-05-10 | Cancelled
DC | Pinellas | Norlina Stubbins | 120/240 | Distribution | Renesola | 1 | Solar | Residential | 690 72ND AVE N | St. Petersburg | FL | 33702 | Approved | NM-FL Net Metering | FL | 2015-01-19 | Connected | Photovoltaic |  | 0.85 | South Coastal | Single | 2015-01-13 |  | 2015-01-13 | Executed
DC | Orange | Norma Sardy |  | Distribution |  | 10 | Solar | Residential | 1701 CAROLINA WREN DR | OCOEE | FL | 34761 | Approved | NM-FL Net Metering | FL | 2012-01-12 | Connected | Photovoltaic |  | 8.5 | South Central |  | 2014-09-10 |  |  | Executed
DC | Howard | Norma Rhodes | 120/240 | Distribution | Quanity 5 Mage Powertec Plus 190 | 0.95 | Solar | Residential | 2412 N. Locke Street | Kokomo | IN | 46901 | Approved | Net Metering - Standard Contract Rider No. 57 | IN | 2012-09-13 | Connected | Photovoltaic |  | 0.95 | Northern | Single | 2012-07-11 |  | 2012-07-11 | Executed
DC | HAMILTON | NORTH COLLEGE HILL HIGH SCHOOL - NM | 3 phase |  | two hundred twenty-five 224-W Sharp NU-224UC1 solar panels | 50.4 | Solar | Non-Residential | 1620 GALBRAITH RD W | CINCINNATI | OH | 45239 | Approved | Rider NM - Net Metering Rider - OH | OH/KY | 2011-03-08 | Connected | Photovoltaic |  | 42 | Central | 480Y/277 |  |  |  | Executed
DC |  | North Harnett Farm, LLC |  | Distribution |  |  | Solar | Non-Residential | Unknown | Fuquay-Varine | NC | 0 | Cancelled |  | PEC Carolinas |  | Cancelled | Photovoltaic |  | 4950 | Unknown |  | 2014-10-21 |  | 2013-09-04 | Cancelled
DC | Volusia | Norma Ojeda |  | Distribution |  | 4.42 | Solar | Residential | 513 GIRALDA AVE | Deltona | FL | 32725 | Approved | NM-FL Net Metering | FL | 2011-01-07 | Connected | Photovoltaic |  | 3.757 | North Central |  | 2014-09-10 |  |  | Executed
DC | Nash | North Nash Farm, LLC |  | Distribution |  |  | Solar | Non-Residential | Unknown | Castalia | NC | 27816 | Approved |  | PEC Carolinas |  | Pending IA | Photovoltaic |  | 4998 | Unknown |  | 2014-10-21 |  | 2014-02-19 | Open
DC | Johnston | North Selma, LLC |  | Distribution |  |  | Solar | Non-Residential | Unknown | Selma | NC | 27576 | Cancelled |  | PEC Carolinas |  | Cancelled | Photovoltaic |  | 5000 | Unknown |  | 2014-10-21 |  | 2014-06-17 | Cancelled
DC | Chatham | North Siler Farm, LLC |  | Distribution |  |  | Solar | Non-Residential | Unknown | Siler | NC | 27344 | Cancelled |  | PEC Carolinas |  | Pending | Photovoltaic |  | 4998 | Unknown |  | 2014-10-21 |  | 2014-03-13 | Cancelled
DC |  | Rockingham Solar LLC |  | Distribution |  |  | Solar | Non-Residential | 283 Beaverdam Church Road | Marston | NC | 28363 | Cancelled |  | PEC Carolinas |  | Cancelled | Photovoltaic |  | 1990 | Unknown | 3-phase | 2014-10-21 |  | 2013-04-08 | Cancelled
DC | Johnston | North Webb Solar LLC |  | Distribution | Qty 21,658 Canadian Solar CS6X 300w | 6498 | Solar | Non-Residential | N US 301 Hwy | Selma | NC | 27576 | Pending |  | PEC Carolinas |  | Pending | Photovoltaic |  | 4800 | Unknown | 3-phase | 2014-10-26 |  | 2014-10-21 | Open
DC | Orange | Gregory Rapp | 120/240 | Distribution | Qty 20 Suniva OPT 270W Modules | 5.4 | Solar | Residential | 6819 Morrow Mill Rd | Chapel Hill | NC | 27516 | Approved | NM-NC Net Metering | Carolinas | 2014-04-21 | Connected | Photovoltaic |  | 5 | Northern | Single | 2014-03-13 | 2014-04-17 | 2014-03-13 | Executed
DC | Buncombe | Norma Warren | 120/240 | Distribution | Qty 25 (250 Watt) Kyocera KD250GX-LFB2 | 6.25 | Solar | Residential | 22 Sheridan Rd | Asheville | NC | 28803 | Approved | NC NM-Net Metering for Renewable Energy Facilities | PEC Carolinas | 2014-02-26 | Connected | Photovoltaic |  | 5 | Western | Single | 2013-10-31 |  | 2013-10-31 | Executed
DC | Lincoln | Gregory Oldham | 120/240 | Distribution |  | 0.7 | Solar | Residential | 1199 Parsons Trail | Denver | NC | 28037 | Approved | NM-NC Net Metering | Carolinas | 2011-10-13 | Connected | Photovoltaic |  | 0.7 | Central | Single | 2011-06-01 |  | 2011-06-01 | Executed
DC | Mecklenburg | City of Charlotte - CMUD Irwin Creek |  | Transmission | Qty 26,679 305W | 817 | Solar | Non-Residential | 4000 Westmont Dr | Charlotte | NC | 28217 | Pending | NM-NC Net Metering | Carolinas |  | Pending | Photovoltaic |  | 750 | Central | 3-phase | 2014-09-08 |  | 2014-09-08 | Open
DC | Macon | Gregory Mullins | 120/240 | Distribution |  | 4.8 | Solar | Residential | 7984 W Old Murphy RD | Franklin | NC | 28734 | Approved | NM-NC Net Metering | Carolinas | 2011-12-28 | Connected | Photovoltaic |  | 4.3 | Southern | Single | 2011-10-31 |  | 2011-10-31 | Executed
DC | Seminole | Norman Lamberty |  | Distribution |  | 5.7 | Solar | Residential | 111 PINE TREE LN | ALTAMONTE SPRINGS | FL | 32714 | Approved | NM-FL Net Metering | FL | 2011-07-13 | Connected | Photovoltaic |  | 4.845 | North Central |  | 2014-09-10 |  |  | Executed
AC |  | NOVI Carolina Digester II, LLC |  | Distribution |  |  | Biogas | Non-Residential | 204 Bruce Costin Road | Warsaw | NC | 28398 | Cancelled |  | PEC Carolinas |  | Cancelled | Other |  | 4320 | Unknown | Single | 2014-10-21 |  | 2014-02-25 | Cancelled
AC |  | NOVI Carolina Digester, LLC |  | Distribution |  |  | Biogas | Non-Residential | Unknown | Clinton | NC | 0 | Cancelled |  | PEC Carolinas |  | Cancelled | Other |  | 4230 | Unknown |  | 2014-10-21 |  | 2014-02-20 | Cancelled
DC | Lake | Norman Neiman | 120/240 | Distribution |  | 7.5 | Solar | Residential | 107 MIST FLOWER LN, SOLAR PWR | Groveland | FL | 34736 | Approved | NM-FL Net Metering | FL | 2014-11-05 | Connected | Photovoltaic |  | 6.38 | South Central | Single | 2014-11-06 |  | 2014-11-06 | Executed
DC | Cabarrus | Gregory Rumple | 120/240 | Distribution | 14 Suniva 225W panels, 14 Enphase 215micro inverters | 3.57 | Solar | Residential | 6175 Pagemont Road | Kannapolis | NC | 28081 | Approved | NM-NC Net Metering | Carolinas | 2014-06-05 | Connected | Photovoltaic |  | 3.01 | Central | Single | 2013-04-11 | 2013-05-31 | 2013-04-11 | Executed
DC | Highlands | Norman Gensolin |  | Distribution |  | 5.2 | Solar | Residential | 2701 N AVON BLVD | Avon Park | FL | 33825 | Approved | NM-FL Net Metering | FL | 2009-12-22 | Connected | Photovoltaic |  | 4.42 | South Central |  | 2014-09-10 |  |  | Executed
DC | Guilford | Oak Ridge Farm, LLC |  | Distribution | Qty 21660 (300 Watt) Canadian Solar CS6X-300P Solar Panels | 6498 | Solar | Non-Residential | 8745 Haw River Rd | Kernserville | NC | 27284 | Cancelled | PP-N NC - Non-Hydroelectric Qualifying Facilities | Carolinas |  | Cancelled | Photovoltaic |  | 4950 | Northern | 3-phase | 2013-03-19 |  | 2013-03-19 | Cancelled
DC | Spartanburg | Gregory K Baker | 120/240 | Distribution | Qty 4 (270 Watt) Sunmodule Plus SW 270 mono Solar Panels | 1.08 | Solar | Residential | 156 Stonehedge Dr Lot# 14 | Inman | SC | 29349 | Approved | NM-SC Net Metering | Carolinas | 2014-10-29 | Connected | Photovoltaic |  | 0.83 | Southern | Single | 2014-10-01 | 2014-10-27 | 2014-10-01 | Executed
DC | FORSYTH | Gregory Rountree | 120/240 | Distribution | QTY 12 Mage 250 Solar Modules | 3 | Solar | Residential | 416 Summertree Ct | Winston Salem | NC | 27127 | Approved | NM-NC Net Metering | Carolinas | 2014-04-09 | Connected | Photovoltaic |  | 2.856 | Northern | Single | 2013-12-05 | 2014-01-17 | 2013-12-05 | Executed
DC | Wake | North Carolina Propane & Gas Association |  | Distribution |  | 4.25 | Solar | Non-Residential | 5109 Hollyridge Drive | Raleigh | NC | 27612 | Approved | NC NM-Net Metering for Renewable Energy Facilities | PEC Carolinas | 2012-03-12 | Connected | Photovoltaic |  | 3.4 | Northern | 3-phase | 2012-10-18 |  |  | Executed
DC | Rowan | OEC-Aire NC Solar X, LLC | 12,470Y/7,200 | Distribution |  |  | Solar | Non-Residential | 1333 Jake Alexander Blvd S | Salisbury | NC | 28146 | Pending | PP-N NC - Non-Hydroelectric Qualifying Facilities | Carolinas |  | Pending IA | Photovoltaic |  | 1500 | Central | 3-phase | 2014-12-22 |  | 2014-12-22 | Open
DC | Scotland | North Carolina Solar I, LLC |  | Distribution |  | 2400 | Solar | Non-Residential | 1420 Stewartsville Rd. #1520 | Laurinburg | NC | 28352 | Approved | Negotiated (NC) | PEC Carolinas | 2012-04-11 | Connected | Photovoltaic |  | 2000 | Unknown |  | 2014-10-21 |  | 2011-05-10 | Executed
DC | Iredell | Ogunride Farm, LLC |  | Distribution | 21,660 Canadian Solar CS6X-300P Modules | 6498 | Solar | Non-Residential | Ostwalt Amity Rd & Cochran Farm Ln | Troutman | NC | 28166 | Cancelled | PP-N NC - Non-Hydroelectric Qualifying Facilities | Carolinas |  | Cancelled | Photovoltaic |  | 4500 | Central | 3-phase | 2013-05-28 |  | 2013-05-28 | Cancelled
DC | HAMILTON | OHIO DEPARTMENT OF MENTAL HEALTH |  |  | one thousand one hundred twenty-one 240-W Sharp NU-240 F1 panels | 269.04 | Solar | Non-Residential | 1101 SUMMIT RD | CINCINNATI | OH | 45202 | Approved | Rider NM - Net Metering Rider - OH | OH/KY | 2011-02-07 | Connected | Photovoltiac |  | 262.2 | Central | 3 phase |  |  |  | Executed
DC | CLERMONT | OHIO RIVER VISTA WINERY AND RESEARCH STATION - NM | single |  | sixty-three 318-W Sunpower SPR318 solar panels | 20.03 | Solar | Non-Residential | 27 LOCUST HILL RD | CINCINNATI | OH | 45245 | Approved | Rider NM - Net Metering Rider - OH | OH/KY | 2010-12-09 | Connected | Photovoltaic |  | 20.034 | East | 120/240 |  |  |  | Executed
| Dillon | Olanta Solar, LLC |  | Distribution | QTY 64,827 Canadian Solar 300 Watt CS6 Panels |  | Solar | Non-Residential | Off Wix Rd | Dillon | SC | 29536 | Pending |  | PEC Carolinas |  | Pending | Photovoltaic |  | 14960 | Unknown | 3-phase | 2015-02-19 |  | 2015-02-19 | Open
DC | Rutherford | Old Caroleen Solar Farm LLC |  | Distribution | Qty 9,180 Renesola JC305M-24/Ab | 2799.9 | Solar | Non-Residential | 2046 Old Caroleen Rd | Forest City | NC | 28043 | Pending | PP-N NC - Non-Hydroelectric Qualifying Facilities | Carolinas |  | Pending | Photovoltaic |  | 2000 | Southern | 3-phase | 2015-02-05 |  | 2015-02-05 | Open
DC | Scotland | North Carolina Solar II, LLC |  | Distribution |  | 2500 | Solar | Non-Residential | Tartan Rd. | Laurinburg | NC | 28352 | Approved | NC CSP27-Cogeneration and Small Power Producer-Sell All | PEC Carolinas | 2013-01-25 | Connected | Photovoltaic |  | 2000 | Unknown |  | 2014-10-21 |  | 2012-01-13 | Executed
DC | Union | Old Ferry Solar Center, LLC |  | Distribution | QTY: 21,333 Yingli 300P | 6400 | Solar | Non-Residential | Old Camden Rd. | Monroe | NC | 28110 | Pending | PP-N NC - Non-Hydroelectric Qualifying Facilities | Carolinas |  | Pending | Photovoltaic |  | 5000 | Central | 3-phase | 2013-12-23 |  | 2013-12-23 | Open
DC | Union | Old Pageland-Monroe Road Solar Farm, LLC | 12,470Y/7,200 | Distribution | QTY: 21,600 REC 310 PE | 6696 | Solar | Non-Residential | 919 Old Pageland-Monroe Rd. | Monroe | NC | 28112 | Approved | PP-N NC - Non-Hydroelectric Qualifying Facilities | Carolinas |  | Pending | Photovoltaic |  | 5000 | Central | 3-phase | 2014-02-11 |  | 2014-02-11 | Open
DC | Scotland | North Carolina Solar III, LLC |  | Distribution |  | 6000 | Solar | Non-Residential | 8621 Gibson Road | Gibson | NC | 28343 | Approved | NC CSP27-Cogeneration and Small Power Producer-Sell All | PEC Carolinas | 2013-12-05 | Connected | Photovoltaic |  | 5000 | Unknown |  | 2014-10-21 |  | 2012-09-20 | Executed
DC | Scotland | Old Wire Farm LLC |  | Distribution | Qty 23,028 BYD P6C-36 Seriers -3BB 305 Wp | 7023.54 | Solar | Non-Residential | 18461 Fieldcrest Rd | Laurel Hill | NC | 28351 | Pending |  | PEC Carolinas |  | Pending | Photovoltaic |  | 4800 | Unknown | 3-phase | 2014-12-18 |  | 2014-12-18 | Open
DC | Anderson | Gregory Burke | 120/240 | Distribution | QTY 16 Axitec AC-250M/156-60S Modules | 4 | Solar | Residential | 520 Mcalister Rd | Williamston | SC | 29697 | Approved | NM-SC Net Metering | Carolinas | 2015-04-24 | Connected | Photovoltaic |  | 3.44 | Southern | Single | 2015-04-07 | 2015-04-21 | 2015-04-07 | Executed
DC | Campbell | Northern KY University | 120/240 | Distribution | sixteen 260-W Suniva OPT260-60-4-1B0 solar panels and battery system | 4.16 | Solar | Non-Residential | 2622 Alexandria Pk | Highland Heights | KY | 41076 | Approved | Rider NM - Net Metering Rider - KY | OH/KY | 2013-10-07 | Connected | Photovoltaic |  | 7.09 | South | Single | 2013-07-18 |  | 2013-07-18 | Executed
DC | Vigo | NRK, Inc/One Planet Solar, Inc. | 120/240 | Distribution | Five 224 Watt Sharp Solar Panels | 1.12 | Solar | Non-Residential | 2350 Wabash Ave | Terre Haute | IN | 47807 | Approved | Net Metering - Standard Contract Rider No. 57 | IN | 2011-10-21 | Connected | Photovoltaic |  | 1.1 | Southern | Single | 2011-07-25 |  | 2011-07-25 | Executed
DC | New Hanover | NY Forwarding Services Inc. |  | Distribution |  | 57.4 | Solar | Non-Residential | 249 Shipyard Blvd. | Wilmington | NC | 28412 | Approved | NC NM-Net Metering for Renewable Energy Facilities | PEC Carolinas | 2013-12-05 | Connected | Photovoltaic |  | 46 | Unknown |  | 2014-10-21 |  | 2013-10-07 | Executed
DC | Henderson | Greg G. Tipton | 120/240 | Distribution | Qty 12 SolarWorld Sunmodule Plus SW 280W, mono Solar Panels | 3.36 | Solar | Residential | 409 Ciccone Dr. | Hendersonville | NC | 28791 | Approved | NM-NC Net Metering | Carolinas | 2015-06-03 | Connected | Photovoltaic |  | 2.88 | Central | Single | 2015-05-11 | 2015-06-01 | 2015-05-11 | Executed
DC |  | Oliver Solar, LLC |  | Distribution |  |  | Solar | Non-Residential | Unknown | Sampson | NC | 0 | Cancelled |  | PEC Carolinas |  | Cancelled | Photovoltaic |  | 1976 | Unknown |  | 2014-10-21 |  | 2012-10-08 | Cancelled
DC | Scotland | Oakboro Farm, LLC |  | Distribution |  |  | Solar | Non-Residential | Unknown | Laurel Hill | NC | 28351 | Approved |  | PEC Carolinas | 2014-09-12 | Connected | Photovoltaic |  | 4950 | Unknown |  | 2014-10-21 |  | 2013-02-08 | Executed
DC | Greenville | Greenville One LLC | 480Y/277 | Distribution |  | 30.1 | Solar | Non-Residential | 1 N Main St | Greenville | SC | 29601 | Approved | NM-SC Net Metering | Carolinas | 2013-06-14 | Connected | Photovoltaic |  | 30.1 | Southern | 3-phase | 2013-04-22 | 2013-06-13 | 2013-04-22 | Executed
DC | Marion | On On Top Of The World Inc |  | Distribution |  | 5.06 | Solar | Residential | 8575 SW 83RD LOOP, MODEL HOME | Ocala | FL | 34481 | Approved | NM-FL Net Metering | FL | 2009-09-08 | Cancelled | Photovoltaic |  | 4.301 | North Coastal |  | 2014-09-10 |  |  | Cancelled
DC | BUTLER | ONE WAY FARM |  |  | 4.5 kW Helix wind unit | 4.5 | Wind | Non-Residential | 6131 RIVER RD | FAIRFIELD | OH | 45014 | Approved | Rider NM - Net Metering Rider - OH | OH/KY | 2010-03-31 | Connected | Turbine |  | 4.5 | South |  |  |  |  | Executed
DC | Greenville | Greenville County Schools-NM | 208Y/120 | Distribution | Qty 84 (305 Watt) Convergy-PE-305P | 25.62 | Solar | Non-Residential | 402 Roper Mountain Road | Greenville | SC | 29615 | Approved | PP-SC Purchased Power | Carolinas | 2014-11-05 | Connected | Photovoltaic | Roper Mountain Science Center Park PV Installation | 24 | Southern | 3-phase | 2014-08-21 | 2014-10-21 | 2014-08-21 | Executed
DC | Onslow | Onslow Energy, LLC |  | Distribution |  |  | Solar | Non-Residential | Unknown | Jacksonville | NC | 28540 | Approved |  | PEC Carolinas |  | Pending IA | Photovoltaic |  | 1500 | Unknown |  | 2014-10-21 |  | 2013-07-09 | Open
DC | Guilford | Greensboro Plumbing Supply | 208Y/120 | Distribution | Schuco - (MPE PS-09, 234) and (MPE AI1, 20) | 55.62 | Solar | Non-Residential | 501 E. Washington St. | Greensboro | NC | 27401 | Approved | PP-N NC - Non-Hydroelectric Qualifying Facilities | Carolinas | 2011-12-29 | Connected | Photovoltaic | GPS PV Installation | 50 | Northern | 3-phase | 2011-11-17 |  | 2011-11-17 | Executed
DC | Orange | Olech Kacapyr | 120/240 | Distribution | Qty 44 Canadian Solar 255w-solar panel | 11.22 | Solar | Residential | 1318 New Town Ave | Orlando | FL | 32835 | Approved | NM-FL Net Metering | FL | 2015-04-08 | Connected | Photovoltaic |  | 9.537 | South Central | Single | 2015-04-06 |  | 2015-04-06 | Executed
AC | Mecklenburg | Orbit Energy Charlotte, LLC | 12,470Y/7,200 | Distribution |  | 5200 | Biogas | Non-Residential | 600 Johnson Street | Charlotte | NC | 28206 | Pending | Negotiated (NC) | Carolinas |  | Under Construction | Reciprocating Engine |  | 5200 | Central | 3-phase | 2013-07-01 |  | 2013-07-01 | Open
AC | Cabarrus | Orbit Energy Charlotte, LLC-Cancelled | 12,470Y/7,200 | Distribution |  | 4800 | Other | Non-Residential | 4287 Stough Rd | Concord | NC | 28027 | Cancelled | Negotiated (NC) | Carolinas |  | Cancelled | Reciprocating Engine | Orbit Energy Charlotte HSAD | 4800 | Central | 3-phase | 2011-12-08 |  | 2011-12-08 | Cancelled
DC | Rowan | Organ Church Solar, LLC |  | Distribution | QTY 23,324 Canadian Solar 300 Watt CS6X Panels | 6997.2 | Solar | Non-Residential | Organ Church Rd | Rockwell | NC | 28138 | Pending | PP-N NC - Non-Hydroelectric Qualifying Facilities | Carolinas |  | Pending | Photovoltaic |  | 5280 | Central | 3-phase | 2015-03-20 |  | 2015-03-20 | Open
DC | Guilford | Greensboro Engineering PLLC |  | Distribution | Qty 34 Sharp 250 Watt | 8.5 | Solar | Non-Residential | 1852 Banking St | Greensboro | NC | 27408 | Approved | SCG-NC Small Customer Generator Rider | Carolinas | 2014-07-10 | Connected | Photovoltaic |  | 7.31 | Northern | Single | 2014-06-05 | 2014-06-12 | 2014-06-05 | Executed
DC | Seminole | Oleg Kachirski |  | Distribution |  | 4.08 | Solar | Residential | 3932 WATERVIEW LOOP | WINTER PARK | FL | 32792 | Approved | NM-FL Net Metering | FL | 2013-02-18 | Connected | Photovoltaic |  | 3.468 | North Central |  | 2014-09-10 |  |  | Executed
DC | Pinellas | Oleksandr Kryvonosov |  | Distribution |  | 10 | Solar | Residential | 3376 BRIAN RD S | PALM HARBOR | FL | 34685 | Approved | NM-FL Net Metering | FL | 2014-03-17 | Connected | Photovoltaic |  | 8.5 | South Coastal |  | 2014-09-10 |  |  | Executed
DC | HAMILTON | OSBORNE COINAGE CO - NM | 3 phase |  | one hundred sixty-eight 305-W SunPower SPR-305-WHT solar panels | 51.24 | Solar | Non-Residential | 2827 MASSACHUSETTS | CINCINNATI | OH | 45225 | Approved | Rider NM - Net Metering Rider - OH | OH/KY | 2010-06-04 | Connected | Photovoltaic |  | 42 | Central | 240 Delta |  |  |  | Executed
DC | Polk | Green Creek Vineyards | 120/240 | Distribution | Qty 46 (245 Watt) Trina TSM-245 | 11.27 | Solar | Non-Residential | 2662 Green Creek Dr | Columbus | NC | 28722 | Approved | NM-NC Net Metering | Carolinas | 2013-10-09 | Connected | Photovoltaic |  | 12.04 | Southern | Single | 2013-04-24 | 2013-10-17 | 2013-04-24 | Executed
DC | Pinellas | Olivier C Debure | 120/240 | Distribution | Qty 24 Solar World 285W Solar Panels | 6.84 | Solar | Residential | 2156 Vivian Way S | St Petersburg | FL | 33712 | Approved | NM-FL Net Metering | FL | 2015-05-05 | Connected | Photovoltaic |  | 5.814 | South Coastal | Single | 2015-04-22 |  | 2015-04-22 | Executed
DC | Pinellas | Omer Chicoine | 120/240 | Distribution | Qty 26 Evergreen 205 watts, solar panels | 5.33 | Solar | Residential | 3800 Belle Vista Dr | St Pete Beach | FL | 33706 | Approved | NM-FL Net Metering | FL | 2015-06-15 | Connected | Photovoltaic |  | 4.53 | South Coastal | Single | 2015-06-10 |  | 2015-06-10 | Executed
DC | Rockingham | Ostrich Farm, LLC |  | Distribution | 21,660 300w Canadian Solar Modules | 6498 | Solar | Non-Residential | 2584 North Carolina 87 | Reidsville | NC | 27320 | Cancelled | PP-N NC - Non-Hydroelectric Qualifying Facilities | Carolinas |  | Cancelled | Photovoltaic |  | 4950 | Northern | 3-phase | 2013-08-09 |  | 2013-08-09 | Cancelled
DC | Polk | Green Creek Vineyards | 120/240 | Distribution | Qty 10 (245 Watt) Trina Solar Panels | 2.45 | Solar | Non-Residential | 2662 Green Creek Dr | Columbus | NC | 28722 | Approved | NM-NC Net Metering | Carolinas | 2013-02-25 | Connected | Photovoltaic |  | 2.15 | Southern | Single | 2013-01-28 | 2013-02-15 | 2013-01-28 | Executed
DC | Henderson | Outward Resource |  | Distribution | 7392 270W sunmodule Solar Panels | 1995.84 | Solar | Non-Residential | Lot # SR 1171 Cummings Rd | Hendersonville | NC | 28739 | Pending | PP-N NC - Non-Hydroelectric Qualifying Facilities | Carolinas |  | Pending | Photovoltaic |  | 1589.28 | Southern | 3-phase | 2013-05-13 |  | 2013-05-13 | Open
DC | Wayne | Overman Solar, LLC |  | Distribution | Qty 21,666 (300 Watt) Canadian Solar CS6X-300P Solar Panels | 6499.8 | Solar | Non-Residential | 195 Herring Road | Goldsboro | NC | 27530 | On Hold | NC CSP29-Cogeneration and Small Power Producer-Sell All | PEC Carolinas |  | Pending | Photovoltaic |  | 5000 | Eastern | 3-phase | 2015-04-15 |  | 2015-04-15 | Open
DC | Onslow | Onslow County Farmers Market | 120/240 | Distribution |  | 5.75 | Solar | Non-Residential | 4024 Richlands Highway | Jacksonville | NC | 28540 | Approved | NC NM-Net Metering for Renewable Energy Facilities | PEC Carolinas | 2011-07-22 | Connected | Photovoltaic |  | 4.6 | Eastern | Single | 2012-10-18 |  |  | Executed
DC | Mecklenburg | Graham F Smith and Audrey Brown | 120/240 | Distribution | Qty 14 Solarworld 250 W Solar Panels | 3.5 | Solar | Residential | 612 E 35th St | Charlotte | NC | 28205 | Approved | NM-NC Net Metering | Carolinas | 2014-10-31 | Connected | Photovoltaic |  | 3.5 | Central | Single | 2014-09-10 | 2014-10-20 | 2014-09-10 | Executed
DC | Mecklenburg | Grace E Hodges and Ronald D Everhart | 120/240 | Distribution | 1 string of 12 & 1 string of 6 (18 total) SolarWorld SunModule 250W Panels | 4.5 | Solar | Residential | 1815 Sprague Ave | Charlotte | NC | 28205 | Approved | NM-NC Net Metering | Carolinas | 2014-12-05 | Connected | Photovoltaic |  | 4.5 | Central | Single | 2014-10-30 | 2014-12-03 | 2014-10-30 | Executed
DC | Granville | Oxford Solar 1 |  | Distribution |  |  | Solar | Non-Residential | Unknown | Oxford | NC | 27565 | Approved |  | PEC Carolinas |  | Pending | Photovoltaic |  | 4998 | Unknown |  | 2014-10-21 |  | 2014-08-12 | Open
DC | Granville | Oxford Solar 2 |  | Distribution |  |  | Solar | Non-Residential | Unknown | Oxford | NC | 27565 | Cancelled |  | PEC Carolinas |  | Cancelled | Photovoltaic |  | 4998 | Unknown |  | 2014-10-21 |  | 2014-08-12 | Cancelled
DC | Greenville | Good Solar Electric LLC | 120/240 | Distribution | Qty 18 (327 Watt) SPR-327-NC | 5.89 | Solar | Non-Residential | 1 Shannon Creek Ct | Greenville | SC | 29615 | Approved | PP-SC Purchased Power | Carolinas | 2015-03-20 | Connected | Photovoltaic | Good Solar PV Installation | 4.53 | Southern | Single | 2014-12-12 | 2015-03-17 | 2014-12-12 | Executed
DC | Volusia | Ortwin Lachner |  | Distribution |  | 3.12 | Solar | Residential | 3185 VERBENA CT | Deltona | FL | 32725 | Approved | NM-FL Net Metering | FL | 2012-05-14 | Connected | Photovoltaic |  | 2.652 | North Central |  | 2014-09-10 |  |  | Executed
DC | Henderson | Glenn Ray Cabe | 120/240 | Distribution | QTY 12 LG Monox 265W | 3.18 | Solar | Residential | 660 Cardinal Rd | Mills River | NC | 28756 | Approved | NM-NC Net Metering | Carolinas | 2014-04-01 | Connected | Photovoltaic |  | 2.58 | Southern | Single | 2014-03-20 | 2014-03-31 | 2014-03-20 | Executed
DC |  | Osborne Coinage Co | 480Y/277 | Distribution | ninety-six 308-W SunPower solar panels | 29.57 | Solar | Non-Residential | 2824 Sidney | Cincinnati | OH | 45225 | Approved | Rider NM - Net Metering Rider - OH | OH/KY | 2012-01-27 | Connected | Photovoltaic |  | 24 | South | 3-phase | 2012-01-17 |  | 2012-01-17 | Executed
DC | Orange | Oscar Patino | 120/240 | Distribution | Qty 38 (255 Watt) Canadian Solar CS6P-255 Solar panels | 9.69 | Solar | Residential | 3114 Lee Shore Loop | Orlando | FL | 32820 | Approved | NM-FL Net Metering | FL | 2015-06-02 | Connected | Photovoltaic |  | 8.24 | North Central | Single | 2015-05-27 |  | 2015-05-27 | Executed
DC | Duplin | Palmetto Solar, LLC |  | Distribution |  |  | Solar | Non-Residential | Unknown | Pink Hill | NC | 28572 | Approved |  | PEC Carolinas |  | Pending | Photovoltaic |  | 5000 | Unknown |  | 2014-10-21 |  | 2014-04-07 | Open
DC | Osceola | School Distr Of Osceola Cnty Discovery Intermediate School - 2Nd Installation |  | Distribution |  | 10 | Solar | Non-Residential | 5350 SAN MIGUEL RD, POINCIANA 4-8 BB | POINCIANA | FL | 34758 | Approved | NM-FL Net Metering | FL | 2013-01-16 | Connected | Photovoltaic |  | 8.5 | South Central |  | 2014-09-10 |  |  | Executed
DC | Osceola | Osceola Co Public Schl Dist Poinciana Elementary School - 1St Installation |  | Distribution |  | 10 | Solar | Non-Residential | 4201 RHODODENDRON AVE | POINCIANA | FL | 34758 | Approved | NM-FL Net Metering | FL | 2013-01-16 | Connected | Photovoltaic |  | 8.5 | South Central |  | 2014-09-10 |  |  | Executed
DC | Seminole | Oviedo Town Centre Dev Llp |  | Distribution |  | 60 | Solar | Non-Residential | 414 FONTANA CIR | OVIEDO | FL | 32765 | Approved | NM-FL Net Metering | FL | 2009-02-25 | Connected | Photovoltaic |  | 51 | North Central |  | 2014-09-10 |  |  | Executed
DC | Buncombe | P Diane Chambers | 120/240 | Distribution |  | 5 | Solar | Residential | 1 Morning Fog Way | Asheville | NC | 28804 | Approved | NC NM-Net Metering for Renewable Energy Facilities | PEC Carolinas | 2014-01-03 | Connected | Photovoltaic |  | 4 | Western | Single | 2013-11-08 |  | 2013-11-08 | Executed
DC | Lake | Pamela Boni | 120/240 | Distribution | Qty 30 Yingli YL 255W Solar Panels | 7.65 | Solar | Residential | 330 Salt Marsh Ln | Solar PWR Groveland | FL | 34736 | Pending | NM-FL Net Metering | FL |  | Pending | Photovoltaic |  | 6.503 | South Central | Single | 2015-06-05 |  | 2015-06-05 | Open
DC | Monroe | P Roberto Garcia | 120/240 | Distribution | twenty-three 295-W LG MonoX NeoN solar panels | 6.79 | Solar | Residential | 1671 N. Prairie Green Ct. | Bloomington | IN | 47408 | Approved | Net Metering - Standard Contract Rider No. 57 | IN | 2014-05-22 | Connected | Photovoltaic |  | 6.785 | Southern | Single | 2014-05-02 |  | 2014-05-02 | Executed
DC | Spartanburg | Glenn Nelson Long | 120/240 | Distribution |  | 3.6 | Solar | Residential | 162 Half Mile Rd | Moore | SC | 29369 | Approved | NM-SC Net Metering | Carolinas | 2010-05-25 | Connected | Photovoltaic |  | 3 | Southern | Single | 2011-04-07 |  | 2010-04-15 | Executed
DC | Mecklenburg | Glenn M Nash | 120/240 | Distribution | Qty 8 260 Watt (Schuco MPE 260) | 2.08 | Solar | Residential | 3212 Country Club Dr. | Charlotte | NC | 28205 | Approved | NM-NC Net Metering | Carolinas | 2012-10-18 | Connected | Photovoltaic |  | 1.72 | Central | Single | 2012-09-21 | 2012-10-17 | 2012-09-21 | Executed
DC | Pinellas | Pam Sedwick |  | Distribution |  | 8.75 | Solar | Residential | 5535 BAYOU GRANDE BLVD NE | ST. PETERSBURG | FL | 33703 | Approved | NM-FL Net Metering | FL | 2014-02-13 | Connected | Photovoltaic |  | 7.433 | South Coastal |  | 2014-09-10 |  |  | Executed
DC | MONROE | PAMELA AND WOODROW BESSLER | 120/240 | Distribution | QTY 16 Sanyo 215 Modules | 3.44 | Solar | Residential | 2426 E ROCK CREEK DR | BLOOMINGTON | IN | 47401 | Approved | Net Metering - Standard Contract Rider No. 57 | IN | 2011-06-14 | Connected | Photovoltaic |  | 6 | Soutwest | Single |  |  |  | Executed
DC | Monroe | PAMELA AND WOODROW BESSLER | 120/240 | Distribution | QTY 12 Sanyo 235 Modules | 2.82 | Solar | Residential | 2426 E ROCK CREEK DR | BLOOMINGTON | IN | 47401 | Approved | Net Metering - Standard Contract Rider No. 57 | IN | 2013-12-06 | Connected | Photovoltaic |  | 6 | Southern | Single | 2013-12-23 |  | 2013-12-23 | Executed
DC | Wake | Pamela A Sinclair | 120/240 | Distribution | Qty 8 SolarWorld 265W Modules | 2.12 | Solar | Residential | 1235 E Springhill Ct | Cary | NC | 27511 | Approved | NC NM-Net Metering for Renewable Energy Facilities | PEC Carolinas | 2014-01-22 | Connected | Photovoltaic |  | 1.72 | Northern | Single | 2013-11-25 |  | 2013-11-25 | Executed
DC | HIGHLANDS | Pamela Bradshaw |  | Distribution |  | 11.66 | Solar | Residential | 733 GOLFSIDE LN | SEBRING | FL | 33870 | Approved | NM-FL Net Metering | FL | 2013-12-12 | Connected | Photovoltaic |  | 9.911 | South Central |  | 2014-09-10 |  |  | Executed
DC | Catawba | Glenn Bumgarner | 120/240 | Distribution |  | 1.4 | Solar | Residential | 20 39th Avenue DR NW | Hickory | NC | 28601 | Approved | NM-NC Net Metering | Carolinas | 2011-12-08 | Connected | Photovoltaic |  | 1.4 | Central | Single | 2011-10-31 |  | 2011-10-31 | Executed
DC |  | Paris Solar, LLC |  | Distribution |  |  | Solar | Non-Residential | 4268 NC Hwy 39 | Selma | NC | 0 | Cancelled |  | PEC Carolinas |  | Cancelled | Photovoltaic |  | 5000 | Unknown |  | 2014-10-21 |  | 2013-04-08 | Cancelled
DC | Pinellas | Pamela Hartnett | 120/240 | Distribution |  | 5.17 | Solar | Residential | 230 OLD OAK CIR | PALM HARBOR | FL | 34683 | Approved | NM-FL Net Metering | FL | 2012-05-22 | Connected | Photovoltaic |  | 4.395 | South Coastal | Single | 2014-09-10 |  |  | Executed
DC | Jefferson | Pamela Mara |  | Distribution |  | 7.07 | Solar | Residential | 497 Ward Rd | Monticello | FL | 32344 | Approved | NM-FL Net Metering | FL | 2009-01-20 | Connected | Photovoltaic |  | 6.01 | North Coastal |  | 2014-09-10 |  |  | Executed
DC | Clay | Pastime Farm, LLC |  | Distribution | Qty 22,131 (305 Watts) BYD 305 P6C-36 Solar Panels | 6750 | Solar | Non-Residential | West County Road 900 North | Brazil | IN | 47834 | Pending | Standard Contract Rider No. 50 ? Parallel Operation for Qualifying Facility | IN |  | Pending | Photovoltaic |  | 4800 | Central | 3-phase | 2014-11-03 |  | 2014-11-03 | Open
DC | Moore | Pamela N Irving | 120/240 | Distribution | 16 Bosch 245 Watt Solar Modules | 3.92 | Solar | Residential | 4 Pinto Court | Pinehurst | NC | 28374 | Approved | NC NM-Net Metering for Renewable Energy Facilities | PEC Carolinas | 2012-12-28 | Connected | Photovoltaic |  | 3.14 | Southern | Single | 2012-12-17 |  | 2012-12-17 | Executed
DC | CLERMONT | PAMELA ROY | 120/240 | Distribution | twenty 210-W Evergreen ES-A-210-fa3 solar panels | 4.2 | Solar | Residential | 1339 BALDWIN RD | MILFORD | OH | 45150 | Approved | Rider NM - Net Metering Rider - OH | OH/KY | 2011-03-25 | Connected | Photovoltaic |  | 4.2 | East | Single | 2011-05-18 |  | 2011-05-18 | Executed
DC |  | Pate Farm, LLC |  | Distribution |  |  | Solar | Non-Residential | Unknown | Red Springs | NC | 28377 | Cancelled |  | PEC Carolinas |  | Cancelled | Photovoltaic |  | 20000 | Unknown |  | 2014-10-21 |  | 2012-10-24 | Cancelled
DC | Gaston | Glen E Mecum | 120/240 | Distribution | Qty 6 Renesola Virtus II 250W Solar Panels | 1.5 | Solar | Residential | 1010 Mountain Side Dr | Stanley | NC | 28164 | Approved | NM-NC Net Metering | Carolinas | 2015-05-05 | Connected | Photovoltaic |  | 1.29 | Central | Single | 2015-03-17 | 2015-04-29 | 2015-03-17 | Executed
DC | Buncombe | Pangea LLC | 120/240 | Distribution | Qty 14 (250 Watt) Mage PowerTec Plus 250/6 PL US AC | 3.5 | Solar | Non-Residential | 88 Church St | Asheville | NC | 28801 | Approved | NC NM-Net Metering for Renewable Energy Facilities | PEC Carolinas | 2013-12-14 | Connected | Photovoltaic |  | 2.8 | Western | Single | 2013-10-07 |  | 2013-10-07 | Executed
DC | Pinellas | Pankaj Shah |  | Distribution |  | 10.29 | Solar | Residential | 2711 NORTHRIDGE DR E | CLEARWATER | FL | 33461 | Approved | NM-FL Net Metering | FL | 2014-02-12 | Connected | Photovoltaic |  | 8.747 | South Coastal |  | 2014-09-10 |  |  | Executed
DC | Orange | Park Avenue Medical, Dba Park Ave Acquisitions |  | Distribution |  | 10 | Solar | Non-Residential | 202 N PARK AVE *STE 100 | Apopka | FL | 32703 | Approved | NM-FL Net Metering | FL | 2012-07-05 | Connected | Photovoltaic |  | 8.5 | North Central |  | 2014-09-10 |  |  | Executed
DC | Orange | Park Avenue Medical, Dba Park Ave Acquisitions |  | Distribution |  | 20.16 | Solar | Non-Residential | 202 N PARK AVE *STE 100 | Apopka | FL | 32703 | Approved | NM-FL Net Metering | FL | 2009-11-20 | Connected | Photovoltaic |  | 17.136 | North Central |  | 2014-09-10 |  |  | Executed
DC | Buncombe | Pat McCauley | 120/240 | Distribution | QTY 15 Solar World 250 Panels | 3.75 | Solar | Residential | 10 Morris Dr | Weaverville | NC | 28787 | Approved | NC NM-Net Metering for Renewable Energy Facilities | PEC Carolinas | 2014-08-11 | Connected | Photovoltaic |  | 2.9 | Western | Single | 2014-06-17 |  | 2014-06-17 | Executed
DC | Robeson | Pate Farm, LLC |  | Distribution |  | 6498 | Solar | Non-Residential | Unknown | Red Springs | NC | 28377 | Approved | NC CSP27-Cogeneration and Small Power Producer-Sell All | PEC Carolinas | 2013-12-05 | Connected | Photovoltaic |  | 4950 | Unknown |  | 2014-10-21 |  | 2013-01-23 | Executed
DC | Volusia | Patricia Blodgett |  | Distribution |  | 5.06 | Solar | Residential | 2707 TIMBERLAKE AVE | Deltona | FL | 32725 | Approved | NM-FL Net Metering | FL | 2010-01-06 | Connected | Photovoltaic |  | 4.301 | North Central |  | 2014-09-10 |  |  | Executed
DC | Pinellas | Patricia Campana |  | Distribution |  | 2.3 | Solar | Residential | 360 HARBOR PASSAGE | CLEARWATER | FL | 33767 | Approved | NM-FL Net Metering | FL | 2012-09-12 | Connected | Photovoltaic |  | 1.955 | South Coastal |  | 2014-09-10 |  |  | Executed
DC | MARION | Patricia Casper |  | Distribution |  | 4 | Solar | Residential | 246 Bahia Cir | OCALA | FL | 34472 | Approved | NM-FL Net Metering | FL | 2014-08-17 | Connected | Photovoltaic |  | 3.4 | North Coastal |  | 2014-09-10 |  |  | Executed
DC | OSCEOLA | Patricia Katzenberger |  | Distribution |  | 10.07 | Solar | Residential | 8520 PATRICIA TRL | KISSIMMEE | FL | 34747 | Approved | NM-FL Net Metering | FL | 2014-02-10 | Connected | Photovoltaic |  | 8.56 | South Central |  | 2014-09-10 |  |  | Executed
DC | Durham | GlaxoSmithKline - Main Campus - NM |  | Distribution |  | 241.92 | Solar | Non-Residential | 5 Moore Dr | Durham | NC | 27709 | Approved | NM-NC Net Metering | Carolinas | 2011-01-12 | Connected | Photovoltaic |  | 307.43 | Northern | 3-phase | 2011-04-07 |  | 2010-10-19 | Executed
DC | Orange | Ginger Blakeley | 120/240 | Distribution |  | 1.64 | Solar | Residential | 107 Circadian Wy | Chapel Hill | NC | 27516 | Approved | SCG-NC Small Customer Generator Rider | Carolinas | 2011-02-08 | Connected | Photovoltaic |  | 1.64 | Northern | Single | 2011-04-07 |  | 2010-12-01 | Executed
DC | BUNCOMBE | Patricia Eargle | 120/240 |  |  | 5 | Solar | Residential | 16 Sunnie Rae Lane | Candler | NC | 28715 | Cancelled | NC CSP-Cogeneration and Small Power Producer-Sell All | PEC Carolinas | 2008-04-02 | Cancelled | Photovoltaic |  | 4 | Western | Single | 2012-10-18 |  |  | Cancelled
DC | Pinellas | Patricia Baznik |  | Distribution |  | 5.4 | Solar | Residential | 6664 13TH AVE N | St Petersburg | FL | 33710 | Approved | NM-FL Net Metering | FL | 2011-07-05 | Connected | Photovoltaic |  | 4.59 | South Coastal |  | 2014-09-10 |  |  | Executed
DC | Hamilton | Patricia Bender | 120/240 | Distribution | six Suniva 255-W solar panels | 1.53 | Solar | Residential | 29 Handel Ln | Cincinnati | OH | 45218 | Approved | Rider NM - Net Metering Rider - OH | OH/KY | 2013-04-10 | Connected | Photovoltaic |  | 1.29 | North | Single | 2013-04-03 |  | 2013-04-03 | Executed
DC | Citrus | Patricia Brown | 120/240 | Distribution | Qty 18 Solar World 270W Solar Panels | 4.86 | Solar | Residential | 12151 SE 67th Pl | Morriston | FL | 32668 | Approved | NM-FL Net Metering | FL | 2015-03-12 | Connected | Photovoltaic |  | 4.13 | North Coastal | Single | 2015-03-04 |  | 2015-03-04 | Executed
DC |  | Patricia Bruns | 120/240 | Distribution | Twelve 185 Watt Suntech Solar Panels | 2.22 | Solar | Residential | 4540 Glenway Ave | Cincinnati | OH | 45205 | Approved | Rider NM - Net Metering Rider - OH | OH/KY | 2011-07-13 | Connected | Photovoltaic |  | 2.22 | South | Single | 2011-07-07 |  | 2011-07-07 | Executed
DC | Polk | Patricia Carey | 120/240 | Distribution | Qty 40 AS-6P30- 255W Solar Panels | 10.2 | Solar | Residential | 1014 Yarnell Ave | Lake Wales | FL | 33853 | Approved | NM-FL Net Metering | FL | 2015-06-02 | Connected | Photovoltaic |  | 8.67 | South Central | Single | 2015-05-29 |  | 2015-05-29 | Executed
DC | Mecklenburg | Gil Wilson | 120/240 | Distribution | Qty 12 Suniva OPT-260-60-1B0 | 3.12 | Solar | Residential | 5710 Mallard Dr S | Charlotte | NC | 28227 | Approved | NM-NC Net Metering | Carolinas | 2014-08-12 | Connected | Photovoltaic |  | 4.05 | Northern | Single | 2014-07-18 | 2014-08-08 | 2014-07-18 | Executed
DC | Mecklenburg | Patricia K Favory | 120/240 | Distribution |  | 1.75 | Solar | Residential | 14444 WS Lee Ct | Charlotte | NC | 28277 | Cancelled | NM-NC Net Metering | Carolinas | 2011-12-22 | Cancelled | Photovoltaic |  | 1.75 | Central | Single | 2011-09-02 |  | 2011-09-02 | Cancelled
DC | Rowan | Gerry Wood Automotive LLC - Kia | 208Y/120 | Distribution | Qty 330 Solar World 275 Watt Solar Panels | 90.75 | Solar | Non-Residential | 529 Jake Alexander | Salisbury | NC | 28147 | Approved | NM-NC Net Metering | Carolinas | 2015-02-06 | Connected | Photovoltaic |  | 84 | Central | 3-phase | 2014-11-19 | 2015-01-28 | 2014-11-19 | Executed
DC | BUNCOMBE | Patricia Eargle | 120/240 | Distribution |  | 5 | Solar | Residential | 16 Sunnie Rae Lane | Candler | NC | 28715 | Approved | NM-NC Net Metering | PEC Carolinas | 2013-08-28 | Connected | Photovoltaic |  | 4 | Western | Single | 2013-05-16 |  | 2013-05-16 | Executed
DC | Citrus | Patricia Elling |  | Distribution |  | 6.44 | Solar | Residential | 4480 W HORSESHOE DR | Beverly Hills | FL | 34465 | Approved | NM-FL Net Metering | FL | 2011-04-28 | Connected | Photovoltaic |  | 5.474 | North Coastal |  | 2014-09-10 |  |  | Executed
DC | Pinellas | Patricia F Borneman | 120/240 | Distribution | Renesola | 1 | Solar | Residential | 2450 2nd Ave N | St. Petersburg | FL | 33713 | Approved | NM-FL Net Metering | FL | 2014-10-15 | Connected | Photovoltaic |  | 0.85 | South Coastal | Single | 2014-10-08 |  | 2014-10-08 | Executed
DC | BARTHOLOMEW | PATRICIA N MARCH | 120/240 |  | twelve 210-W Sanyo HIT solar panels | 2.52 | Solar | Residential | 723 LAFAYETTE AVE | COLUMBUS | IN | 47201 | Approved | Net Metering - Standard Contract Rider No. 57 | IN | 2010-09-08 | Connected | Photovoltaic |  | 5.04 | Southeast | Single |  |  |  | Executed
DC | CITRUS | Patricia G Kallenbach |  | Distribution |  | 20.4 | Solar | Non-Residential | 1200 NE 5TH ST | CRYSTAL RIVER | FL | 34429 | Approved | NM-FL Net Metering | FL | 2014-06-13 | Connected | Photovoltaic |  | 17.34 | North Coastal |  | 2014-09-10 |  |  | Executed
DC | Orange | Patricia Hafley | 120/240 | Distribution | Qty 38 Canadian Solar CSP-260P, 260watts Solar Panels | 9.88 | Solar | Residential | 1307 E Wallace St, New Home | Orlando | FL | 32809 | Approved | NM-FL Net Metering | FL | 2015-05-05 | Connected | Photovoltaic |  | 8.398 | South Central | Single | 2015-04-28 |  | 2015-04-28 | Executed
DC | Orange | Patricia J Sherwood | 120/240 | Distribution | SW 10 | 10 | Solar | Residential | 12629 NEWFIELD DR | Orlando | FL | 32837 | Approved | NM-FL Net Metering | FL | 2014-12-10 | Connected | Photovoltaic |  | 8.5 | South Central | Single | 2014-12-10 |  | 2014-12-10 | Executed
DC | Pinellas | Patricia L Snyder | 120/240 | Distribution | Qty 40 Canadian CS6P 260W Solar Panels | 10.4 | Solar | Residential | 5229 Swallow Dr | Land O Lakes | FL | 34639 | Approved | NM-FL Net Metering | FL | 2015-05-13 | Connected | Photovoltaic |  | 8.84 | South Coastal | Single | 2015-03-30 |  | 2015-05-06 | Executed
DC | Seminole | Patricia Lu |  | Distribution |  | 3.1 | Solar | Residential | 1728 Carlton St. | Longwood | FL | 32750 | Approved | NM-FL Net Metering | FL | 2007-05-15 | Connected | Photovoltaic |  | 2.635 | North Central |  | 2014-09-10 |  |  | Executed
DC | Wakulla | Patricia Winley |  | Distribution |  | 4.92 | Solar | Residential | 574 Hunters Trace | Crawfordville | FL | 32327 | Approved | NM-FL Net Metering | FL | 2004-06-11 | Connected | Photovoltaic |  | 4.182 | North Coastal |  | 2014-09-10 |  |  | Executed
DC | Warren | Patricia Manning | 120/240 | Distribution | twenty-four 270-W Suniva Optimus OPT270-60-4-1B0 solar panels | 6.48 | Solar | Residential | 964 Airymeadows Dr | Maineville | OH | 45039 | Approved | Rider NM - Net Metering Rider - OH | OH/KY | 2014-11-25 | Connected | Photovoltaic |  | 4.99 | North | Single | 2014-11-18 |  | 2014-11-18 | Executed
DC | Rowan | Gerry Wood Automotive LLC - Honda | 480Y/277 | Distribution | Qty 315 Solar World 275Watt Solar Panels | 86.62 | Solar | Non-Residential | 414 Jake Alexander Blvd S | Salisbury | NC | 28147 | Approved | NM-NC Net Metering | Carolinas | 2015-01-30 | Connected | Photovoltaic |  | 90.75 | Central | 3-phase | 2014-11-19 | 2015-01-23 | 2014-11-19 | Executed
DC | Butler | Patricia Ott | 120/240 | Distribution | eighteen 250-W REC Peak Energy BLK series solar panels | 4.5 | Solar | Residential | 5550 Boehm Dr | Fairfield | OH | 45014 | Approved | Rider NM - Net Metering Rider - OH | OH/KY | 2013-12-13 | Connected | Photovoltaic |  | 4 | North | Single | 2013-12-05 |  | 2013-12-05 | Executed
DC | Rowan | Gerry Wood Automotive LLC - Chrysler | 480Y/277 | Distribution | Qty 528 SunModule Plus SW 275 Mono Solar Panels | 145 | Solar | Non-Residential | 525 Jake Alexander | Salisbury | NC | 28147 | Approved | NM-NC Net Metering | Carolinas | 2015-02-06 | Connected | Photovoltaic |  | 112 | Central | 3-phase | 2014-09-18 | 2015-01-23 | 2014-09-18 | Executed
DC | Marion | Patricia Reddy |  | Distribution |  | 6.04 | Solar | Residential | 17811 SE 95TH CIR | SUMMERFIELD | FL | 34491 | Approved | NM-FL Net Metering | FL | 2009-12-03 | Connected | Photovoltaic |  | 5.134 | North Coastal |  | 2014-09-10 |  |  | Executed
DC | Orange | Gerry Laferriere | 120/240 | Distribution | QTY: 19 SunPower 327-NE | 6.21 | Solar | Residential | 2423 Millikan Rd. | Chapel Hill | NC | 27516 | Approved | NM-NC Net Metering | Carolinas | 2013-12-17 | Connected | Photovoltaic |  | 6 | Northern | Single | 2013-11-14 | 2013-12-12 | 2013-11-14 | Executed
DC | Pinellas | Patricia S Collins | 120/240 | Distribution | Q-Cell | 1 | Solar | Residential | 6285 20TH ST S | St. Petersburg | FL | 33712 | Approved | NM-FL Net Metering | FL | 2015-01-13 | Connected | Photovoltaic |  | 0.85 | South Coastal | Single | 2015-01-04 |  | 2015-01-04 | Executed
DC | HAMILTON | PATRICK C. MCKELVEY | single |  | ten 208-W Sharp ND-208-U1 solar panels | 2.08 | Solar | Residential | 3315 ASHWOOD DR | CINCINNATI | OH | 45213 | Approved | Rider NM - Net Metering Rider - OH | OH/KY | 2007-09-17 | Connected | Photovoltaic |  | 2.08 | Central | 120/240 |  |  |  | Executed
DC | MOORE | Patrick Cline | 120/240 |  |  | 4.75 | Solar | Residential | 40 Brookhaven Road | Pinehurst | NC | 28374 | Approved | NC CSP-Cogeneration and Small Power Producer-Sell All | PEC Carolinas | 2012-06-20 | Connected | Photovoltaic |  | 3.8 | Southern | Single | 2012-10-18 |  |  | Executed
DC | Bloomington | Patricia Stiles | 120/240 | Distribution | twenty 260-W ET-660260WW Smart Module solar panels | 5.2 | Solar | Residential | 1312 Rechter Ct S | Bloomington | IN | 47401 | Approved | Net Metering - Standard Contract Rider No. 57 | IN | 2014-09-22 | Connected | Photovoltaic |  | 5 | Southern | Single | 2014-09-03 |  | 2014-09-03 | Executed
DC | LAKE | Patricia Stiuso |  | Distribution |  | 6.13 | Solar | Residential | 181 BALMY COAST RD, SOLAR POWER | GROVELAND | FL | 34736 | Approved | NM-FL Net Metering | FL | 2014-01-28 | Connected | Photovoltaic |  | 5.206 | South Central |  | 2014-09-10 |  |  | Executed
DC | Citrus | Patricia Walker |  | Distribution |  | 5.6 | Solar | Residential | 4321 W. Roundup Ct | Beverly Hills | FL | 34465 | Approved | NM-FL Net Metering | FL | 2008-12-09 | Connected | Photovoltaic |  | 4.76 | North Coastal |  | 2014-09-10 |  |  | Executed
DC | Seminole | Patricia Watkins | 120/240 | Distribution | Qty 40 Solar World 250W Solar Panels | 10 | Solar | Residential | 118 Oakley Ct | Longwood | FL | 32779 | Approved | NM-FL Net Metering | FL | 2015-05-01 | Connected | Photovoltaic |  | 8.5 | North Central | Single | 2015-04-17 |  | 2015-04-17 | Executed
DC | McDowell | Gerald W Smith | 120/240 | Distribution |  | 2.82 | Solar | Residential | 635 Haven HTS | Marion | NC | 28752 | Approved | NM-NC Net Metering | Carolinas | 2011-12-09 | Connected | Photovoltaic |  | 2.5 | Central | Single | 2011-11-15 |  | 2011-11-15 | Executed
DC | Orange | Patrick Emilien |  | Distribution |  | 5.06 | Solar | Residential | 2718 TALOVA DR | Orlando | FL | 32837 | Approved | NM-FL Net Metering | FL | 2010-06-22 | Connected | Photovoltaic |  | 4.301 | South Central |  | 2014-09-10 |  |  | Executed
DC | Guilford | Gerald W. Meisner | 120/240 | Distribution |  | 4.16 | Solar | Residential | 1 Deerwood Ct | Greensboro | NC | 27410 | Approved | PP-N NC - Non-Hydroelectric Qualifying Facilities | Carolinas | 2008-10-14 | Connected | Photovoltaic | Meisner & Hoffman PV Installation | 4.16 | Northern | Single | 2011-04-07 |  | 2008-09-04 | Executed
DC | Seminole | Patrick Abbott |  | Distribution |  | 5 | Solar | Residential | 529 MOURNING DOVE CIR | Lake Mary | FL | 32746 | Approved | NM-FL Net Metering | FL | 2010-05-25 | Connected | Photovoltaic |  | 4.25 | North Central |  | 2014-09-10 |  |  | Executed
DC |  | Patrick Tishmack | 120/240 | Distribution | Twenty-one 235 Watt Mage Solar Panels | 4.94 | Solar | Residential | 5107 900 ES | Lafayette | IN | 47905 | Approved | Net Metering - Standard Contract Rider No. 57 | IN | 2011-12-15 | Superseded | Photovoltaic |  | 4.935 | Southern | Single | 2011-10-05 |  | 2011-10-05 | Superceded
DC | Swain | Gerald O. Priebe & Sherrille Compain | 120/240 | Distribution | Qty 32 SPR 225 BLK | 7.2 | Solar | Residential | 464 Eagles Roost Rd | Bryson City | NC | 28713 | Approved | NM-NC Net Metering | Carolinas | 2014-09-26 | Connected | Photovoltaic |  | 7 | Southern | Single | 2014-07-21 | 2014-09-22 | 2014-07-21 | Executed
DC | Wilkes | Gerald Michael Shumaker | 120/240 | Distribution | Qty 12 (250 Watt) Suniva 250 Solar Panels | 3 | Solar | Residential | 2236 Old Highway 60 | Millers Creek | NC | 28651 | Approved | NM-NC Net Metering | Carolinas | 2013-02-12 | Connected | Photovoltaic |  | 2.58 | Northern | Single | 2013-01-28 | 2013-02-04 | 2013-01-28 | Executed
DC | Polk | Patrick Eckert |  | Distribution |  | 5.4 | Solar | Residential | 1950 West Frostproof Road | Frostproof | FL | 33843 | Approved | NM-FL Net Metering | FL | 2008-01-30 | Connected | Photovoltaic |  | 4.59 | South Central |  | 2014-09-10 |  |  | Executed
DC | Seminole | Patrick Ireland |  | Distribution |  | 5 | Solar | Residential | 1723 PINE CREEK CT | LAKE MARY | FL | 32746 | Approved | NM-FL Net Metering | FL | 2012-07-02 | Connected | Photovoltaic |  | 4.25 | North Central |  | 2014-09-10 |  |  | Executed
DC | Macon | Gerald Maize | 120/240 | Distribution | Qty 8 Sunmodule Plus SW 270W Solar Panels | 2.16 | Solar | Residential | 1570 Wide Horizon Dr | Franklin | NC | 28734 | Approved | NM-NC Net Metering | Carolinas | 2015-01-20 | Connected | Photovoltaic |  | 1.92 | Southern | Single | 2015-01-05 | 2015-01-16 | 2015-01-05 | Executed
DC | Laurens | Gerald J. Zajaczek | 120/240 | Distribution |  | 5.64 | Solar | Residential | 114 Peachland Creek Rd | Gray Court | SC | 29645 | Approved | NM-SC Net Metering | Carolinas | 2010-07-14 | Connected | Photovoltaic |  | 5.64 | Southern | Single | 2011-04-07 |  | 2010-06-01 | Executed
DC |  | Patrick Tishmack | 120/240 | Distribution | twenty-one 250-W Mage Solar 250_MNCS solar modules | 5.25 | Solar | Residential | 5107 900 ES | Lafayette | IN | 47905 | Approved | Net Metering - Standard Contract Rider No. 57 | IN | 2012-07-20 | Connected | Photovoltaic |  | 10.185 | Southern | Single | 2012-07-12 |  | 2012-07-12 | Executed
DC | Orange | Patrick Schoff |  | Distribution |  | 2.16 | Solar | Residential | 1209 Atlantis Dr | Apopka | FL | 32703 | Approved | NM-FL Net Metering | FL | 2008-08-12 | Connected | Photovoltaic |  | 1.836 | North Central |  | 2014-09-10 |  |  | Executed
DC | Spartanburg | Georgia Dupree | 120/240 | Distribution | Qty 12 LG 275 | 4.29 | Solar | Residential | 160 Patton Ave | Spartanburg | SC | 29302 | Approved | NM-SC Net Metering | Carolinas | 2014-08-08 | Connected | Photovoltaic |  | 4.29 | Southern | Single | 2014-07-14 | 2014-08-01 | 2014-07-14 | Executed
DC | Pinellas | Patsy Messinger |  | Distribution |  | 9.81 | Solar | Residential | 342 2ND AVE N | TIERRA VERDE | FL | 33715 | Approved | NM-FL Net Metering | FL | 2014-04-11 | Connected | Photovoltaic |  | 8.334 | South Coastal |  | 2014-09-10 |  |  | Executed
DC | Iredell | George W McCammon | 120/240 | Distribution | 15 Sunmodule SW 250 Mono 250W Solar Panels | 3.75 | Solar | Residential | 112 Beach Fern Ct | Mooresville | NC | 28117 | Approved | NM-NC Net Metering | Carolinas | 2014-08-01 | Connected | Photovoltaic |  | 2.9 | Central | Single | 2014-06-13 | 2014-07-24 | 2014-06-13 | Executed
DC | Lake | Patty Crane |  | Distribution |  | 2.59 | Solar | Residential | 660 OLEANDER ST | MOUNT DORA | FL | 32757 | Approved | NM-FL Net Metering | FL | 2012-02-13 | Connected | Photovoltaic |  | 2.202 | North Central |  | 2014-09-10 |  |  | Executed
DC | Buncombe | Paul B Williamson | 120/240 | Distribution | Qty 9 (205 Watt) Kyocera KD205GX-LP Solar Panels | 1.85 | Solar | Residential | 24 Gaia Ln | Asheville | NC | 28806 | Pending | NC NM-Net Metering for Renewable Energy Facilities | PEC Carolinas |  | Pending | Photovoltaic |  |  | Western | Single | 2015-05-26 |  | 2015-05-04 | Open
DC | HIGHLANDS | Patty Dumont |  | Distribution |  | 10 | Solar | Residential | 3815 WESTMISTER ROAD | SEBRING | FL | 33875 | Approved | NM-FL Net Metering | FL | 2013-09-05 | Connected | Photovoltaic |  | 8.5 | South Central |  | 2014-09-10 |  |  | Executed
DC | Lake | Paul Guthrie |  | Distribution |  | 5.25 | Solar | Residential | 19624 SPRING OAK DR | Eustis | FL | 32736 | Approved | NM-FL Net Metering | FL | 2010-05-19 | Connected | Photovoltaic |  | 4.463 | North Central |  | 2014-09-10 |  |  | Executed
DC | wake | George Thompson | 120/240 | Distribution | QTY 12 REC 250 Peak Energy BLK Series | 3 | Solar | Residential | 23 Dardanelle LN | Durham | NC | 27713 | Approved | NM-NC Net Metering | Carolinas | 2014-04-08 | Connected | Photovoltaic |  | 3 | Northern | Single | 2014-03-12 | 2014-04-04 | 2014-03-12 | Executed
DC |  | Paul A Schmidt | 120/240 | Distribution | four SPP 230-W solar panels | 0.92 | Solar | Residential | 2367 Gibbs Rd | Goshen | OH | 45122 | Approved | Rider NM - Net Metering Rider - OH | OH/KY | 2012-11-06 | Connected | Photovoltaic |  | 0.86 | South | Single | 2012-09-25 |  | 2012-09-25 | Executed
DC | Wake | Paul A Wilder | 120/240 | Distribution | Qty 12 (260 Watt) Solarworld | 3.12 | Solar | Residential | 5809 Phaeton Cir | Raleigh | NC | 27606 | Approved | NC NM-Net Metering for Renewable Energy Facilities | PEC Carolinas | 2013-10-17 | Connected | Photovoltaic |  | 2.496 | Northern | Single | 2013-09-18 |  | 2013-09-18 | Executed
DC | Orange | Paul C. Kuo | 120/240 | Distribution |  | 3.68 | Solar | Residential | 103 Nuttal Pl | Chapel Hill | NC | 27514 | Approved | PP-N NC - Non-Hydroelectric Qualifying Facilities | Carolinas | 2010-09-01 | Cancelled | Photovoltaic | Kuo PV Installation | 3 | Northern | Single | 2011-04-07 |  | 2009-11-23 | Cancelled
DC | Buncombe | Paul & Anna Littman | 120/240 | Distribution | 25 Solar World 230W Solar Modules | 5.75 | Solar | Residential | 392 North Fork Road | Barnardsville | NC | 28709 | Approved | NC NM-Net Metering for Renewable Energy Facilities | PEC Carolinas | 2013-02-04 | Connected | Photovoltaic |  | 4.6 | Western | Single | 2012-12-20 |  | 2012-12-20 | Executed
DC | Mecklenburg | George Randall Bevan |  | Distribution |  | 1.96 | Solar | Residential | 1949 Decatur Ct | Charlotte | NC | 28213 | Approved | SCG-NC Small Customer Generator Rider | Carolinas | 2011-04-18 | Connected | Photovoltaic |  | 1.96 | Central | Single | 2011-04-07 |  | 2010-12-07 | Executed
DC | Johnston | Paul Bork | 120/240 | Distribution | Qty 34 (280 Watt) Topoint JTM 280-72P | 9.52 | Solar | Residential | 173 Bodie Island Way | Garner | NC | 27529 | Approved | NC NM-Net Metering for Renewable Energy Facilities | PEC Carolinas | 2015-01-13 | Connected | Photovoltaic |  | 7.33 | Northern | Single | 2014-11-12 |  | 2014-11-12 | Executed
DC | Wake | Paul Del Mastro | 120/240 | Distribution | qty 8 SolarWorld 275 w PV modules | 2.2 | Solar | Residential | 2702 Wayland Dr | Raleigh | NC | 27608 | Pending | NC NM-Net Metering for Renewable Energy Facilities | PEC Carolinas |  | Pending | Photovoltaic |  | 1.92 | Northern | Single | 2015-04-30 |  | 2015-04-30 | Open
DC | ORANGE | GEORGE R PEOPLES | 120/240 | Distribution | QTY 12 255W REC PEAK SOLAR PANELS | 3.06 | Solar | Residential | 322 MITCHELL ST | HILLSBOROUGH | NC | 27278 | Approved | NM-NC Net Metering | Carolinas | 2015-02-12 | Connected | Photovoltaic |  | 3 | Northern | Single | 2015-01-23 | 2015-02-11 | 2015-01-23 | Executed
DC | Buncombe | Paul C Bonesteel | 120/240 | Distribution | Qty 16 (245 Watt) CanadianSolar CS6P 245M | 3.92 | Solar | Residential | 117 Bell Rd | Asheville | NC | 28805 | Approved | NC NM-Net Metering for Renewable Energy Facilities | PEC Carolinas | 2013-02-11 | Connected | Photovoltaic |  | 3.14 | Western | Single | 2012-12-03 |  | 2012-12-03 | Executed
DC | Seminole | Paul Wood |  | Distribution |  | 4.6 | Solar | Residential | 519 SAN SEBASTIAN PRADO | Altamonte Springs | FL | 32714 | Approved | NM-FL Net Metering | FL | 2010-04-13 | Connected | Photovoltaic |  | 3.91 | North Central |  | 2014-09-10 |  |  | Executed
DC | PASCO | Paul Cohn |  | Distribution |  | 4.24 | Solar | Residential | 6023 MOOG RD | NEW PORT RICHEY | FL | 34653 | Approved | NM-FL Net Metering | FL | 2014-08-06 | Connected | Photovoltaic |  | 3.604 | South Coastal |  | 2014-09-10 |  |  | Executed
DC | Pinellas | Paul Pope |  | Distribution |  | 2.45 | Solar | Residential | 29 SOUTHWIND DR | Belleair Bluffs | FL | 33770 | Approved | NM-FL Net Metering | FL | 2011-01-07 | Connected | Photovoltaic |  | 2.083 | South Coastal |  | 2014-09-10 |  |  | Executed
DC | Spartanburg | George Piloto | 120/240 | Distribution |  | 2.45 | Solar | Residential | 311 Millworks Court | Campobello | SC | 29322 | Approved | NM-SC Net Metering | Carolinas | 2011-10-31 | Connected | Photovoltaic |  | 2.15 | Southern | Single | 2011-10-10 |  | 2011-10-26 | Executed
DC | Polk | George Phillip Goodrich | 120/240 | Distribution | Qty 9 (240 Watt) Mage Powertec Plus 240/6 PL US AC | 2.16 | Solar | Residential | 40 Possum Trot Ln | Columbus | NC | 28722 | Approved | NM-NC Net Metering | Carolinas | 2012-11-05 | Connected | Photovoltaic |  | 2.14 | Southern | Single | 2012-10-01 | 2012-10-19 | 2012-10-01 | Executed
DC | Orange | Paul G. Keller | 120/240 | Distribution |  | 3.78 | Solar | Residential | 304 Faison Rd | Chapel Hill | NC | 27517 | Approved | PP-N NC - Non-Hydroelectric Qualifying Facilities | Carolinas | 2008-05-23 | Cancelled | Photovoltaic | Futulity PV Installation | 3.78 | Northern | Single | 2011-04-07 |  | 2008-03-19 | Cancelled
DC | Rockingham | George Mcmanus | 120/240 | Distribution | QTY 24 Sunmodule Plus 275w Mono | 6.6 | Solar | Residential | 231 Willow Ln | Ruffin | NC | 27326 | Approved | NM-NC Net Metering | Carolinas | 2014-10-16 | Connected | Photovoltaic |  | 6 | Northern | Single | 2014-07-18 | 2014-09-27 | 2014-07-18 | Executed
DC | Johnston | Paul Johnson | 120/240 | Distribution | QTY 12 Green Triplex 250 Solar panels | 3 | Solar | Residential | 577 Sassarixa Trl | Four Oaks | NC | 27524 | Approved | NC NM-Net Metering for Renewable Energy Facilities | PEC Carolinas | 2014-03-05 | Connected | Photovoltaic |  | 2.58 | Northern | 3-phase | 2013-12-26 |  | 2013-12-26 | Executed
DC | Pasco | Paul Ketchum |  | Distribution |  | 5.67 | Solar | Residential | 2345 DEKAN LN | Land O Lakes | FL | 34639 | Approved | NM-FL Net Metering | FL | 2009-06-24 | Connected | Photovoltaic |  | 4.82 | South Coastal |  | 2014-09-10 |  |  | Executed
DC | Tippecanoe | Paul E. Timperman | 120/240 | Distribution | sixteen 250-W Canadian Solar CS6P-250P solar panels | 4 | Solar | Residential | 1887 S 800 E | Lafayette | IN | 47905 | Approved | Net Metering - Standard Contract Rider No. 57 | IN | 2014-05-27 | Connected | Photovoltaic |  | 3.44 | Northern | Single | 2014-04-28 |  | 2014-04-28 | Executed
DC | Monroe | Paul Eisenberg | 120/240 | Distribution | twenty-one 275-W Sunmodule solar panels | 5.78 | Solar | Residential | 1005 Hawthorne Dr S | Bloomington | IN | 47401 | Approved | Net Metering - Standard Contract Rider No. 57 | IN | 2014-07-28 | Connected | Photovoltaic |  | 5 | Southern | Single | 2014-07-03 |  | 2014-07-03 | Executed
DC | Alachua | Paul Fullerton |  | Distribution |  | 1.2 | Solar | Residential | 104 NW EESTAULKEE AVE, PHOTOVOLTAIC METER | MICANOPY | FL | 32667 | Approved | NM-FL Net Metering | FL | 2012-07-31 | Connected | Photovoltaic |  | 1.02 | North Coastal |  | 2014-09-10 |  |  | Executed
DC | Forsyth | George Jones | 120/240 | Distribution | 18 Helios USA Solar Panel 6T 250 | 4.5 | Solar | Residential | 7805 McGee Rd | Rural Hall | NC | 27045 | Approved | NM-NC Net Metering | Carolinas | 2013-07-30 | Connected | Photovoltaic |  | 4.5 | Northern | Single | 2013-03-27 | 2013-08-05 | 2013-03-27 | Executed
DC | Johnston | Paul Godwin | 120/240 | Distribution |  | 1.43 | Solar | Residential | 249 Antioch Church Road | Zebulon | NC | 27597 | Approved | NC NM-Net Metering for Renewable Energy Facilities | PEC Carolinas | 2010-07-09 | Connected | Photovoltaic |  | 1.14 | Northern | Single | 2012-10-18 |  |  | Executed
DC | Cabarrus | George Hochman | 120/240 | Distribution | Qty 20 (250 Watt) LG250S1C-G3 | 5 | Solar | Residential | 5920 Harrow Ct Lot #30 | Davidson | NC | 28036 | Approved | NM-NC Net Metering | Carolinas | 2013-02-07 | Connected | Photovoltaic |  | 4.3 | Central | Single | 2013-01-14 | 2013-02-06 | 2013-01-14 | Executed
DC | Franklin | Paul Kazmer |  | Distribution |  | 96 | Solar | Residential | 368 Harris Jones Road | Louisburg | NC | 27549 | Pending | NC NM-Net Metering for Renewable Energy Facilities | PEC Carolinas |  | Pending | Photovoltaic |  | 77 | Northern |  | 2012-10-18 |  | 2013-06-24 | Open
DC | Volusia | Paul Croce |  | Distribution |  | 4 | Solar | Residential | 320 W MINNESOTA AVE | DELAND | FL | 32720 | Approved | NM-FL Net Metering | FL | 2012-10-31 | Connected | Photovoltaic |  | 3.4 | North Central |  | 2014-09-10 |  |  | Executed
DC | Franklin | Paul Kazmer | 120/240 | Distribution | 36 327W Solar Panels | 11.77 | Solar | Residential | 368 Harris Jones Road | Louisburg | NC | 27549 | Pending | NC NM-Net Metering for Renewable Energy Facilities | PEC Carolinas |  | Pending | Photovoltaic |  | 9.06 | Northern | Single | 2014-12-29 |  | 2014-12-29 | Open
DC | Rowan | Paul Kenneth Clifton | 120/240 | Distribution |  | 2.8 | Solar | Residential | 585 Hartman Rd | Salisbury | NC | 28146 | Approved | NM-NC Net Metering | Carolinas | 2010-11-01 | Superseded | Photovoltaic |  | 2.8 | Central | Single | 2011-04-07 |  | 2010-09-17 | Superceded
DC | Rowan | Paul Kenneth Clifton | 120/240 | Distribution |  | 2.8 | Solar | Residential | 585 Hartman Rd | Salisbury | NC | 28146 | Approved | NM-NC Net Metering | Carolinas | 2011-01-18 | Superseded | Photovoltaic |  | 5.6 | Central | Single | 2011-04-07 |  | 2011-01-13 | Superceded
DC | Rowan | Paul Kenneth Clifton | 12,470Y/7,200 | Distribution | Sharp NU-U235 Solar Panels | 1.65 | Solar | Residential | 585 Hartman Rd | Salisbury | NC | 28146 | Approved | NM-NC Net Metering | Carolinas | 2012-08-23 | Superseded | Photovoltaic |  | 7.2 | Central | Single | 2012-08-16 | 2012-08-20 | 2012-08-16 | Superceded
DC | Orange | Paul Deroose |  | Distribution |  | 9.84 | Solar | Residential | 576 SAND WEDGE LOOP | Apopka | FL | 32712 | Approved | NM-FL Net Metering | FL | 2011-06-10 | Connected | Photovoltaic |  | 8.364 | North Central |  | 2014-09-10 |  |  | Executed
DC | Volusia | Paul Luby |  | Distribution |  | 5.28 | Solar | Residential | 1001 DOVE HUNTER RD | DELAND | FL | 32724 | Approved | NM-FL Net Metering | FL | 2012-03-19 | Connected | Photovoltaic |  | 4.488 | North Central |  | 2014-09-10 |  |  | Executed
DC | CHATHAM | Paul Konove | 120/240 |  |  | 2.31 | Solar | Residential | 1459 Redbud Rd. | Pittsboro | NC | 27312 | Approved | NC CSP-Cogeneration and Small Power Producer-Sell All | PEC Carolinas | 2007-10-24 | Connected | Photovoltaic |  | 1.85 | Northern | Single | 2012-10-18 |  |  | Executed
DC |  | Paul Krouse | 120/240 | Distribution | 10 SW 270 Mono Black Solar Panels | 2.7 | Solar | Residential | 130 Nash St. | Sumter | SC | 29150 | Pending | NM-SC Net Metering | PEC Carolinas |  | Pending | Photovoltaic |  | 2.5 | Southern | Single | 2015-05-27 |  | 2015-05-27 | Open
DC | Pinellas | Paul Leaser |  | Distribution |  | 3.89 | Solar | Residential | 1829 FOXBORO CT | Oldsmar | FL | 34677 | Approved | NM-FL Net Metering | FL | 2010-01-29 | Connected | Photovoltaic |  | 3.307 | South Coastal |  | 2014-09-10 |  |  | Executed
DC | Pinellas | Paul Jones |  | Distribution |  | 6 | Solar | Residential | 1835 N WASHINGTON AVENUE | CLEARWATER | FL | 33755 | Approved | NM-FL Net Metering | FL | 2013-04-17 | Connected | Photovoltaic |  | 5.1 | South Coastal |  | 2014-09-10 |  |  | Executed
DC | Buncombe | Paul K Cremer | 120/240 | Distribution | Qty 20 (255 Watt) Conergy PH 250P | 5.1 | Solar | Residential | 260 Dula Springs Rd | Weaverville | NC | 28787 | Approved | NC NM-Net Metering for Renewable Energy Facilities | PEC Carolinas | 2013-12-04 | Connected | Photovoltaic |  | 4.08 | Western | Single | 2013-10-15 |  | 2013-10-15 | Executed
DC | Franklin | Paul Kazmer |  | Distribution |  | 60 | Solar | Non-Residential | Unknown | Louisburg | NC | 0 | Approved |  | PEC Carolinas | 2013-10-07 | Connected | Photovoltaic |  | 48 | Unknown |  | 2014-10-21 |  | 2013-09-27 | Executed
DC | Greenwood | Paul M. Bagnoli | 120/240 | Distribution | 24 (235 Watt) Sharp ND-Q235F4 Solar Panels | 5.64 | Solar | Residential | 129 Settlement Ln. | Ninety Six | SC | 29666 | Approved | NM-SC Net Metering | Carolinas | 2012-06-01 | Superseded | Photovoltaic |  | 5 | Southern | Single | 2012-05-11 |  | 2012-05-11 | Superceded
DC | Henderson | George Franklin Fralick | 120/240 | Distribution | Qty 12 Sharp 235W Modules | 2.82 | Solar | Residential | 2850 Little Creek Rd | Hendersonville | NC | 28792 | Approved | NM-NC Net Metering | Carolinas | 2013-11-04 | Connected | Photovoltaic |  | 2.82 | Southern | Single | 2013-10-15 | 2013-10-24 | 2013-10-15 | Executed
DC | Chatham | Paul Konove | 120/240 | Distribution | QTY: 9 Sharp ND-167 | 1.49 | Solar | Residential | 1459 Redbud Rd. | Pittsboro | NC | 27312 | Approved | NM-NC Net Metering | PEC Carolinas | 2014-03-10 | Connected | Photovoltaic |  | 1.49 | Northern | Single | 2014-01-15 |  | 2014-01-15 | Executed
DC |  | Paul L Black | 120/240 | Distribution | fourteen 250-W Suniva solar panels | 3.5 | Solar | Residential | 3820 Utica Rd Misc, RR1 | Lebanon | OH | 45036 | Approved | Rider NM - Net Metering Rider - OH | OH/KY | 2013-01-14 | Connected | Photovoltaic |  | 3.01 | North | Single | 2012-12-21 |  | 2012-12-21 | Executed
DC | CLERMONT | PAUL OSLANSKY | single |  | twelve 175-W Suntech Black Label STP175S-24/Ab-1 solar panels | 2.1 | Solar | Residential | 684 BRANDY WY | CINCINNATI | OH | 45244 | Approved | Rider NM - Net Metering Rider - OH | OH/KY | 2009-11-09 | Connected | Photovoltaic |  | 2.1 | East | 120/240 |  |  |  | Executed
DC | Greenville | George Fletcher | 120/240 | Distribution |  | 4.8 | Solar | Residential | 116 Rock Creek Drive | Greenville | SC | 29605 | Approved | NM-SC Net Metering | Carolinas | 2012-10-04 | Connected | Photovoltaic |  | 4.3 | Southern | Single | 2012-01-25 | 2012-07-24 | 2012-01-25 | Executed
DC | Burke | George Costello | 120/240 | Distribution |  | 6.08 | Solar | Residential | 2416 Long Rifle Ridge Road | Nebo | NC | 28761 | Approved | SCG-NC Small Customer Generator Rider | Carolinas | 2012-02-15 | Connected | Photovoltaic |  | 6 | Central | Single | 2011-08-23 |  | 2011-08-23 | Executed
DC | Mecklenburg | George A. Welch Jr. | 120/240 | Distribution | Qty 4 Renesola Virtusii-250W Solar Panels | 1 | Solar | Residential | 11025 Lystra Ln. | Charlotte | NC | 28262 | Approved | NM-NC Net Metering | Carolinas | 2015-06-04 | Connected | Photovoltaic |  | 0.86 | Central | Single | 2015-02-09 | 2015-06-11 | 2015-02-09 | Executed
DC | Orange | Geoffrey F Green | 120/240 | Distribution | Qty 12 REC 255W PE Solar Modules | 3.06 | Solar | Residential | 111 Simerville Rd | Chapel Hill | NC | 27517 | Approved | NM-NC Net Metering | Carolinas | 2015-04-07 | Connected | Photovoltaic |  | 3.06 | Northern | Single | 2015-03-03 | 2015-04-07 | 2015-03-03 | Executed
DC | WAKE | Paul T. Poole | 120/240 |  |  | 3.73 | Solar | Residential | 5520 Watkins Road | Wendell | NC | 27591 | Approved | NC CSP-Cogeneration and Small Power Producer-Sell All | PEC Carolinas | 2009-10-29 | Connected | Photovoltaic |  | 2.98 | Northern | Single | 2012-10-18 |  |  | Executed
DC | Orange | Geoffrey Gledhill | 120/240 | Distribution |  | 6.1 | Solar | Residential | 1319 Carr Store Rd | Cedar Grove | NC | 27231 | Approved | PP-N NC - Non-Hydroelectric Qualifying Facilities | Carolinas | 2011-02-16 | Connected | Photovoltaic | Gledhill PV Installation | 6 | Northern | Single | 2011-04-07 |  | 2011-01-21 | Executed
DC | Guilford | Genevieve M Bartol | 120/240 | Distribution | 4 235 Watt REC Modules | 0.94 | Solar | Residential | 3108 Fairbluff Ct | Summerfield | NC | 27358 | Approved | NM-NC Net Metering | Carolinas | 2012-06-04 | Connected | Photovoltaic |  | 0.86 | Northern | Single | 2012-05-14 |  | 2012-05-14 | Executed
DC | BUNCOMBE | Paul B Williamson | 120/240 |  | Qty 9 (205 Watt) Kyocera KD205 GX-LP Solar Panels | 1.75 | Solar | Residential | 24 Gaia Ln | Asheville | NC | 28806 | Approved | NC CSP-Cogeneration and Small Power Producer-Sell All | PEC Carolinas | 2010-03-12 | Connected | Photovoltaic |  | 1.4 | Western | Single | 2012-10-18 |  |  | Executed
DC | WARREN | PAUL WILSON | single |  | thirty 123-W Sharp solar panels | 3.69 | Solar | Residential | 2909 ASHTON DR | LEBANON | OH | 45036 | Approved | Rider NM - Net Metering Rider - OH | OH/KY | 2007-10-06 | Connected | Photovoltaic |  | 3.5 | North | 120/240 |  |  |  | Executed
DC | Buncombe | Paul Qualley | 120/240 | Distribution |  | 1.25 | Solar | Residential | 1 Fairway Drive | Asheville | NC | 28805 | Approved | NC NM-Net Metering for Renewable Energy Facilities | PEC Carolinas | 2012-06-20 | Connected | Photovoltaic |  | 1 | Western | Single | 2012-10-18 |  |  | Executed
DC | Buncombe | Paul R Schlotterbeck | 120/240 | Distribution | Qty 18 SolarWorld SW280 280 w PV modules | 5.04 | Solar | Residential | 75 Reed Road | Fairview | NC | 28730 | Approved | NC NM-Net Metering for Renewable Energy Facilities | PEC Carolinas | 2015-05-18 | Connected | Photovoltaic |  | 5 | Western | Single | 2015-03-19 |  | 2015-03-19 | Executed
DC | HIGHLANDS | Paul Sullivan |  | Distribution |  | 10.4 | Solar | Residential | 1110 N ROBERTS ROAD | AVON PARK | FL | 33825 | Approved | NM-FL Net Metering | FL | 2013-07-01 | Connected | Photovoltaic |  | 8.84 | South Central |  | 2014-09-10 |  |  | Executed
DC | CLERMONT | PAULA HENSLEY | single |  | one 175-W solar panel | 0.18 | Solar | Residential | 575 ROUNDBOTTOM RD | MILFORD | OH | 45150 | Approved | Rider NM - Net Metering Rider - OH | OH/KY | 2009-04-16 | Connected | Photovoltaic |  | 0.175 | East | 120/240 |  |  |  | Executed
DC | Pinellas | Paul Cavanaugh |  | Distribution |  | 10.8 | Solar | Residential | 2411 BAYSHORE DR | NEW BELLEAIR BCH | FL | 33786 | Approved | NM-FL Net Metering | FL | 2014-01-08 | Connected | Photovoltaic |  | 9.18 | South Coastal |  | 2014-09-10 |  |  | Executed
DC | Orange | Paul Vandyne |  | Distribution |  | 2 | Solar | Residential | 2985 Ponkan Meadow Drive | Apopka | FL | 32712 | Approved | NM-FL Net Metering | FL | 2008-03-17 | Connected | Photovoltaic |  | 1.7 | North Central |  | 2014-09-10 |  |  | Executed
DC | HAMILTON | PAULA WHETSTONE | single |  | twenty-four 220-W Schuco MPE220 PS-09 solar modules | 5.28 | Solar | Residential | 5328 INDIAN MOUND | CINCINNATI | OH | 45212 | Approved | Rider NM - Net Metering Rider - OH | OH/KY | 2010-10-20 | Connected | Photovoltaic |  | 5.28 | Central | 120/240 |  |  |  | Executed
DC | Greenville | General Electric - NM | 12,470Y/7,200 | Transmission |  | 100 | Solar | Non-Residential | 300 Garlington Rd | Greenville | SC | 29615 | Approved | HP-SC Hourly Pricing | Carolinas | 2007-04-01 | Connected | Photovoltaic |  | 100 | Southern | 3-phase | 2011-07-12 |  | 2007-04-01 | Executed
DC | CITRUS | Paula Fastnacht |  | Distribution |  | 5 | Solar | Residential | 5728 W PAWNEE DR | BEVERLY HILLS | FL | 34465 | Approved | NM-FL Net Metering | FL | 2014-06-11 | Connected | Photovoltaic |  | 4.25 | North Coastal |  | 2014-09-10 |  |  | Executed
DC |  | Paula Ammann | 120/240 | Distribution | ten Astronergy CHSM6610P 240-W solar modules | 2.4 | Solar | Residential | 1 Hayden Dr | Cincinnati | OH | 45218 | Approved | Rider NM - Net Metering Rider - OH | OH/KY | 2012-11-30 | Connected | Photovoltaic |  | 2.15 | North | Single | 2012-11-12 |  | 2012-11-12 | Executed
DC | Durham | General Electric Aviation | 12,470Y/7,200 | Transmission |  | 774 | Solar | Non-Residential | 3701 S. Miami Blvd | Durham | NC | 27703 | Approved | NM-NC Net Metering | Carolinas | 2011-05-24 | Connected | Photovoltaic |  | 700 | Northern | 3-phase | 2011-04-07 |  | 2010-07-07 | Executed
DC | Pasco | Paula Parker |  | Distribution |  | 2.88 | Solar | Residential | 4912 BLUE HERON DRIVE | NEW PORT RICHEY | FL | 34652 | Approved | NM-FL Net Metering | FL | 2013-02-18 | Connected | Photovoltaic |  | 2.448 | South Coastal |  | 2014-09-10 |  |  | Executed
DC | Clarendon | Paxville Solar, LLC |  | Distribution | Qty 46,667 (300 Watt) Canadian Solar CS6X 300P Solar Panels | 14000.1 | Solar | Non-Residential | Bethel Hwy. | Manning | SC | 29102 | Pending | SC CSP29-Cogeneration and Small Power Producer-Sell All | PEC Carolinas |  | Pending | Photovoltaic |  | 9600 | Southern | 3-phase | 2015-03-26 |  | 2015-03-26 | Open
AC | Lawrence | Payne Bridge, LLC |  | Distribution | Qty 4 (1MW) CCJEC Kaplan Turbines | 4000 | Hydroelectric | Non-Residential | 1 Dam Rd | Williams | IN | 47470 | Pending | Net Metering - Standard Contract Rider No. 57 | IN |  | Pending | Turbine |  | 4000 | Southern | 3-phase | 2015-04-01 |  | 2015-04-01 | Open
DC | Craven | Payne Solar LLC |  | Distribution | Qty 22,344 JA Solar JAP6 72-310/3BB | 6926.64 | Solar | Non-Residential | 1945 Shoo Fly Rd. | New Bern | NC | 28560 | On Hold |  | PEC Carolinas |  | Pending | Photovoltaic |  | 4500 | Unknown | 3-phase | 2015-01-12 |  | 2015-01-12 | Open
DC |  | PCIP Solar LLC (Formerly Carolina Solar Energy LLC) |  | Distribution |  | 1250 | Solar | Non-Residential | 5661 Durham Road | Timberlake | NC | 27574 | Cancelled |  | PEC Carolinas | 2011-10-06 | Cancelled | Photovoltaic |  | 1000 | Unknown |  | 2014-10-21 |  | 2011-02-28 | Cancelled
DC | Monroe | Paula Sunderman | 120/240 | Distribution | sixteen 285-W LG285N1C solar panels | 4.56 | Solar | Residential | 5578 Kings Rd E Lot: 9 MISC: Belle Terr | Bloomington | IN | 47408 | Approved | Net Metering - Standard Contract Rider No. 57 | IN | 2013-09-20 | Connected | Photovoltaic |  | 4 | Central | Single | 2013-09-10 |  | 2013-09-10 | Executed
DC | Lake | Paulette Grimes |  | Distribution |  | 6.16 | Solar | Residential | 104 SALT MARSH LN | Groveland | FL | 34736 | Approved | NM-FL Net Metering | FL | 2012-09-19 | Connected | Photovoltaic |  | 5.236 | South Central |  | 2014-09-10 |  |  | Executed
DC | Highlands | Pauline Jensen |  | Distribution |  | 8.6 | Solar | Residential | 3906 SANTIAGO ST | Sebring | FL | 33872 | Approved | NM-FL Net Metering | FL | 2011-10-26 | Connected | Photovoltaic |  | 7.31 | South Central |  | 2014-09-10 |  |  | Executed
DC | LAKE | Pauline Moore |  | Distribution |  | 5.1 | Solar | Residential | 562 SAINT ANDREWS BLVD | LADY LAKE | FL | 32159 | Approved | NM-FL Net Metering | FL | 2014-03-13 | Connected | Photovoltaic |  | 4.335 | North Coastal |  | 2014-09-10 |  |  | Executed
DC | Harnett | Peach Solar LLC |  | Distribution | Qty 12,996 Canadian Solar CS6X | 3898.8 | Solar | Non-Residential | NC 27 | Lillington | NC | 32256 | On Hold |  | PEC Carolinas |  | Pending | Photovoltaic |  | 3200 | Unknown | 3-phase | 2014-10-26 |  | 2014-09-08 | Open
DC | Cleveland | Peanut Solar, LLC |  | Distribution | Qty 21472 (310 Watt) REC 310 | 6656.32 | Solar | Non-Residential | Hidden Acre Dr. | Shelby | NC | 28150 | Pending | PP-N NC - Non-Hydroelectric Qualifying Facilities | Carolinas |  | Pending | Photovoltaic |  | 4800 | Central |  | 2015-04-10 |  | 2015-04-10 | Open
DC | Mecklenberg | Pearl Coleman | 120/240 | Distribution | Qty 4 Rensola 250W Solar Panels | 1 | Solar | Residential | 6510 Birsdong Ln | Charlotte | NC | 28214 | Pending | NM-NC Net Metering | Carolinas |  | Pending | Photovoltaic |  | 0.86 | Central | Single | 2015-05-19 |  | 2015-05-19 | Open
DC | Guilford | Gay E. Cheney | 120/240 | Distribution |  | 2.16 | Solar | Residential | 3209 Bards Ln | Browns Summit | NC | 27214 | Approved | NM-NC Net Metering | Carolinas | 2014-08-20 | Connected | Photovoltaic |  | 2.16 | Northern | Single | 2014-08-01 |  | 2014-08-01 | Executed
DC | Pinellas | Paulo Tavares |  | Distribution |  | 10 | Solar | Residential | 5140 KARLSBURG PL | PALM HARBOR | FL | 34685 | Approved | NM-FL Net Metering | FL | 2014-05-14 | Connected | Photovoltaic |  | 8.5 | South Coastal |  | 2014-09-10 |  |  | Executed
DC | Chatham | Pedro & Ashely Balderas | 120/240 | Distribution | qty 10 GCL 245 W PV Modules | 2.45 | Solar | Residential | 7235 Old US 421 South | Bear Creek | NC | 27312 | Pending | NC NM-Net Metering for Renewable Energy Facilities | PEC Carolinas |  | Pending | Photovoltaic |  | 2.45 | Western | Single | 2015-06-12 |  | 2015-06-12 | Open
DC | Person | PCIP Solar, LLC |  | Distribution |  |  | Solar | Non-Residential | 5661 Durham Road | Timberlake | NC | 27574 | Approved | Negotiated (NC) | PEC Carolinas | 2011-09-30 | Connected | Photovoltaic |  | 1000 | Unknown |  | 2014-10-21 |  | 2011-12-05 | Executed
DC | Person | PCSP3 Airport, LLC |  | Distribution |  | 3000 | Solar | Non-Residential | 385 Montgomery Drive | Timberlake | NC | 27583 | Approved | Negotiated (NC) | PEC Carolinas | 2012-07-23 | Connected | Photovoltaic |  | 2400 | Unknown |  | 2014-10-21 |  | 2012-06-08 | Executed
DC | Greenville | Gary Wise | 120/240 | Distribution | 12 (260 W) Seniva Opt 260-60-4-1B0 | 3.12 | Solar | Residential | 232 Hagood Rd | Cleveland | SC | 29635 | Approved | NM-SC Net Metering | Carolinas | 2013-08-05 | Connected | Photovoltaic |  | 3.12 | Southern | Single | 2013-06-03 | 2013-07-31 | 2013-06-03 | Executed
DC | Rowan | Peeler Road Farm, LLC | 12,470Y/7,200 | Distribution | Qty 21660 Canadian Solar CS6X 300P | 6498 | Solar | Non-Residential | 1092 Waddell Dr | Salisbury | NC | 28147 | Cancelled | PP-N NC - Non-Hydroelectric Qualifying Facilities | Carolinas |  | Cancelled | Photovoltaic |  | 4998 | Central | 3-phase | 2013-09-27 |  | 2013-09-27 | Cancelled
DC | Pinellas | Pearl Williamson |  | Distribution |  | 4.95 | Solar | Residential | 4801 17TH AVE N | St Petersburg | FL | 33713 | Approved | NM-FL Net Metering | FL | 2009-09-18 | Connected | Photovoltaic |  | 4.208 | South Coastal |  | 2014-09-10 |  |  | Executed
DC | Seminole | Pedro Quintero |  | Distribution |  | 5.06 | Solar | Residential | 3980 ALDERGATE PL | Winter Springs | FL | 32708 | Approved | NM-FL Net Metering | FL | 2010-06-18 | Connected | Photovoltaic |  | 4.301 | North Central |  | 2014-09-10 |  |  | Executed
DC | Volusia | Pedro Eschevarria |  | Distribution |  | 5.4 | Solar | Residential | 296 Crooked Tree Trl | Deland | FL | 32724 | Approved | NM-FL Net Metering | FL | 2009-08-19 | Connected | Photovoltaic |  | 4.59 | North Central |  | 2014-09-10 |  |  | Executed
DC | Orange | Pedro Figueroa |  | Distribution |  | 5.04 | Solar | Residential | 7330 Woodbriar Ct | Orlando | FL | 32835 | Approved | NM-FL Net Metering | FL | 2007-01-31 | Connected | Photovoltaic |  | 4.284 | South Central |  | 2014-09-10 |  |  | Executed
DC | Volusia | Pedro Santiago |  | Distribution |  | 4.56 | Solar | Residential | 633 Quail Lake Drive | Debary | FL | 32713 | Approved | NM-FL Net Metering | FL | 2007-01-08 | Connected | Photovoltaic |  | 3.876 | North Central |  | 2014-09-10 |  |  | Executed
DC | LAKE | Peggy Vargo |  | Distribution |  | 6.5 | Solar | Residential | 190 BAYOU BEND RD, SOLAR POWER | GROVELAND | FL | 34736 | Approved | NM-FL Net Metering | FL | 2014-03-04 | Connected | Photovoltaic |  | 5.525 | South Central |  | 2014-09-10 |  |  | Executed
DC | Pinellas | Peggy Alcorn |  | Distribution |  | 10 | Solar | Residential | 13881 89TH AVE | Largo | FL | 33776 | Approved | NM-FL Net Metering | FL | 2012-04-10 | Connected | Photovoltaic |  | 8.5 | South Coastal |  | 2014-09-10 |  |  | Executed
DC | Guilford | Penny Solar, LLC | 12,470Y/7,200 | Distribution | 26,040 Jinko JKM 235W Panels | 6119.4 | Solar | Non-Residential | 2145 NC 62 East | Julian | NC | 27283 | Cancelled | PP-N NC - Non-Hydroelectric Qualifying Facilities | Carolinas |  | Cancelled | Photovoltaic |  | 5000 | Northern | 3-phase | 2012-06-27 |  | 2012-06-27 | Cancelled
DC | Jackson | Gary Stamper | 120/240 | Distribution |  | 2.88 | Solar | Residential | 38 Starshine Ridge | Whittier | NC | 28789 | Approved | NM-NC Net Metering | Carolinas | 2011-12-22 | Connected | Photovoltaic |  | 2.58 | Southern | Single | 2011-11-09 |  | 2011-11-09 | Executed
DC | Marion | Penelope Gonzalez | 120/240 | Distribution | Qty20 SW250W Mono-Solar Panels | 5 | Solar | Residential | 8773 SE 64TH AVE | OCALA | FL | 34472 | Approved | NM-FL Net Metering | FL | 2015-02-02 | Connected | Photovoltaic |  | 4.25 | North Coastal | Single | 2015-01-29 |  | 2015-01-29 | Executed
DC | Hamilton | Penny Borgman | 120/240 | Distribution | seven 175-W Suntech Black Label STP175S-24/Ab-1 solar panels | 1.23 | Solar | Residential | 4711 Hanley Road | Cincinnati | OH | 45247 | Approved | Rider NM - Net Metering Rider - OH | OH/KY | 2011-04-19 | Connected | Photovoltaic |  | 1.225 | South | Single | 2011-04-14 |  | 2011-04-14 | Executed
DC | Carteret | Percy D Mason Jr. | 120/240 | Distribution | 12 250W GreenTriplex PM250M00 | 3 | Solar | Residential | 304 Golden Farm Rd | Beaufort | NC | 28516 | Approved | NC NM-Net Metering for Renewable Energy Facilities | PEC Carolinas | 2014-01-08 | Connected | Photovoltaic |  | 2.064 | Eastern | Single | 2013-10-02 |  | 2013-10-02 | Executed
DC | Person | Perkins Solar, LLC |  | Distribution | Qty 9,324 (300 Watt) Candian Solar Panel - CS6X-300P | 2797.2 | Solar | Non-Residential | Cavel Chub Lake Rd | Roxboro | NC | 27574 | Pending | NC CSP29-Cogeneration and Small Power Producer-Sell All | PEC Carolinas |  | Pending | Photovoltaic |  | 2400 | Northern | 3-phase | 2015-03-20 |  | 2015-03-20 | Open
DC | Pinellas | Perfect Clarity Llc | 120/240 | Distribution |  | 0 | Solar | Non-Residential | 1217 N Fort Harrison Ave *Bldg B | Clearwater | FL | 33755 |  | NM-FL Net Metering | FL | 2014-01-21 | Connected | Photovoltaic |  | 0.001 | South Coastal | Single |  |  |  | Executed
DC | Yadkin | Perry and Alesia Dickerson | 120/240 | Distribution | (8) Sunpower E20/327 W Panels | 2.62 | Solar | Residential | 3313 Swan Creek Rd | Jonesville | NC | 28642 | Approved | NM-NC Net Metering | Carolinas | 2012-12-05 | Superseded | Photovoltaic |  | 3.6 | Northern | Single | 2012-10-24 | 2012-12-04 | 2012-10-24 | Superceded
DC | Volusia | Performance Designs Inc |  | Distribution |  | 50.47 | Solar | Non-Residential | 1300 US HIGHWAY 92 | Deland | FL | 32724 | Approved | NM-FL Net Metering | FL | 2011-08-30 | Connected | Photovoltaic |  | 42.9 | North Central |  | 2014-09-10 |  |  | Executed
DC | Chatham | Perro Muerto Energy Company (Edward Coffman) |  | Distribution |  | 14 | Solar | Non-Residential | 7909 US Highway 64 W | Pittsboro | NC | 27312 | Approved | NC NM-Net Metering for Renewable Energy Facilities | PEC Carolinas | 2012-11-30 | Connected | Photovoltaic |  | 11 | Unknown |  | 2014-10-21 |  | 2012-10-18 | Executed
DC | Wake | Gary S Gartner | 120/240 | Distribution | Qty 24 255W REC Solar Panels | 6.12 | Solar | Residential | 6 Scotland Pl | Durham | NC | 27705 | Approved | NM-NC Net Metering | Carolinas | 2014-09-09 | Connected | Photovoltaic |  | 7.94 | Northern | Single | 2014-08-13 | 2014-08-22 | 2014-08-13 | Executed
DC | SUMTER | Perry Vogler |  | Distribution |  | 10 | Solar | Residential | 4766 COUNTY ROAD 117A | WILDWOOD | FL | 34785 | Approved | NM-FL Net Metering | FL | 2013-07-19 | Connected | Photovoltaic |  | 8.5 | North Coastal |  | 2014-09-10 |  |  | Executed
DC | Person | Perry Hester Farm, LLC |  | Distribution | Canadian Solar, CS6X Qty-21,660 |  | Solar | Non-Residential | Unknown | Roxboro | NC | 27573 | Approved |  | PEC Carolinas |  | Pending IA | Photovoltaic |  | 4998 | Northern | 3-phase | 2014-10-21 |  | 2013-12-18 | Open
DC | Marion | Perry Defreitas | 120/240 | Distribution | Solar World | 8.8 | Solar | Residential | 12230 N US HIGHWAY 441 | Citra | FL | 32113 | Approved | NM-FL Net Metering | FL | 2015-01-06 | Connected | Photovoltaic |  | 7.48 | North Coastal | Single | 2015-01-04 |  | 2015-01-04 | Executed
DC | Lincoln | Personal Touch Interiors |  | Distribution |  | 2.4 | Solar | Non-Residential | 402 Ingleside Farm Rd | Iron Station | NC | 28080 | Cancelled | PP-N NC - Non-Hydroelectric Qualifying Facilities | Carolinas |  | Cancelled | Photovoltaic |  | 2.4 | Central | Single | 2011-04-07 |  | 2007-08-14 | Cancelled
DC | Pinellas | Perry Everett | 120/240 | Distribution | Suniva MVX250 Enphase | 19.07 | Solar | Residential | 600 21st Ave NE | St. Petersburg | FL | 33704 | Approved | NM-FL Net Metering | FL | 2014-10-06 | Connected | Photovoltaic |  | 16.21 | South Coastal | Single | 2014-09-25 |  | 2014-09-25 | Executed
DC | Pinellas | Perry W Dempsey | 120/240 | Distribution | Renesola | 2 | Solar | Residential | 4428 46th Ave S | St. Petersburg | FL | 33711 | Approved | NM-FL Net Metering | FL | 2014-10-21 | Connected | Photovoltaic |  | 1.7 | South Coastal | Single | 2014-10-12 |  | 2014-10-12 | Executed
DC | Gaston | Gary Monroe Shuler | 120/240 | Distribution | Qty 4 Renesola Virtus II 250W Solar Panels | 1 | Solar | Residential | 625 Cox Lake Rd | Mount Holly | NC | 28120 | Approved | NM-NC Net Metering | Carolinas | 2015-05-12 | Connected | Photovoltaic |  | 0.86 | Central | Single | 2015-03-17 | 2015-05-08 | 2015-03-17 | Executed
DC | Rockingham | Gary D Moore | 120/240 | Distribution | Qty 20 Lg Mono 305 W Soalr Panels | 6.1 | Solar | Residential | 1440 Iron Works Rd | Reidsville | NC | 27320 | Approved | NM-NC Net Metering | Carolinas | 2014-12-12 | Connected | Photovoltaic |  | 5 | Northern | Single | 2014-11-10 | 2014-12-11 | 2014-11-10 | Executed
DC | Durham | Peter A Eckhoff | 120/240 | Distribution | Fourteen 247 Watt Samsung Solar Panels | 3.46 | Solar | Residential | 9 Sedley PL | Durham | NC | 27705 | Approved | NM-NC Net Metering | Carolinas | 2012-02-28 | Superseded | Photovoltaic |  | 3.01 | Northern | Single | 2012-01-13 |  | 2012-01-13 | Superceded
DC | Bartholomew | Peter & Deborah Palladino | 120/240 | Distribution | thirty-five 280-W MEMC-P280 solar modules | 9.8 | Solar | Non-Residential | 9657 W 300 S | Columbus | IN | 47201 | Approved | Net Metering - Standard Contract Rider No. 57 | IN | 2013-11-13 | Connected | Photovoltaic |  | 9.8 | Southern | Single | 2013-10-24 |  | 2013-10-24 | Executed
DC | Orange | Garth E Molyneux | 120/240 | Distribution | Qty 8 250W Canadian Solar Panels | 2 | Solar | Residential | 305 Robert Hunt Dr | Carrboro | NC | 27510 | Approved | NM-NC Net Metering | Carolinas | 2014-09-25 | Connected | Photovoltaic |  | 2.597 | Northern | Single | 2014-08-27 | 2014-09-09 | 2014-08-27 | Executed
DC | MONROE | PETER BANE | 120/240 |  | twelve 200-W Sanyo HIP solar panels | 2.4 | Solar | Residential | 5421 KINGS RD E | BLOOMINGTON | IN | 47408 | Approved | Net Metering - Standard Contract Rider No. 57 | IN | 2010-03-17 | Connected | Photovoltaic |  | 2.4 | Soutwest | Single |  |  |  | Executed
DC | Buncombe | Peter A Wallenborn | 120/240 | Distribution | Qty 11 LG305NIC- B3 | 3.36 | Solar | Residential | 28 Griffing Boulevard | Asheville | NC | 28787 | Approved | NM-NC Net Metering | PEC Carolinas | 2015-05-20 | Connected | Photovoltaic |  | 3 | Western | Single | 2015-02-19 |  | 2015-02-19 | Executed
DC | BUNCOMBE | Peter Brezny | 120/240 |  |  | 2.1 | Solar | Residential | 40 Highland Street | Asheville | NC | 28801 | Approved | NC CSP-Cogeneration and Small Power Producer-Sell All | PEC Carolinas | 2011-02-24 | Connected | Photovoltaic |  | 1.68 | Western | Single | 2012-10-18 |  |  | Executed
DC | Pinellas | Peter Belmont |  | Distribution |  | 2.28 | Solar | Residential | 102 Fareham Place North | St Petersburg | FL | 33701 | Approved | NM-FL Net Metering | FL | 2007-05-18 | Connected | Photovoltaic |  | 1.938 | South Coastal |  | 2014-09-10 |  |  | Executed
DC | Pinellas | Peter Betzer |  | Distribution |  | 3.8 | Solar | Residential | 1830 7TH ST N | St Petersburg | FL | 33704 | Approved | NM-FL Net Metering | FL | 2009-08-04 | Connected | Photovoltaic |  | 3.23 | South Coastal |  | 2014-09-10 |  |  | Executed
DC |  | Peter Carels | 120/240 | Distribution | Ten 250 Watt Sunmodule Solar Panels | 2.5 | Solar | Residential | 6385 Contreras Road | Oxford | OH | 45056 | Approved | Rider NM - Net Metering Rider - OH | OH/KY | 2011-09-28 | Connected | Photovoltaic |  | 2.15 | South | Single | 2011-09-20 |  | 2011-09-20 | Executed
DC | Surry | Gail Severs Schneitler | 120/240 | Distribution |  | 10.08 | Solar | Residential | 136 Schneitler Farm Trail | Pilot Mountain | NC | 27041 | Approved | PP-N NC - Non-Hydroelectric Qualifying Facilities | Carolinas | 2010-03-23 | Connected | Photovoltaic | Schneitler PV Installation | 10 | Northern | Single | 2011-04-07 |  | 2010-01-18 | Executed
DC | Pinellas | Peter Bursik |  | Distribution |  | 4.95 | Solar | Residential | 7301 18TH ST NE | St Petersburg | FL | 33702 | Approved | NM-FL Net Metering | FL | 2009-11-02 | Connected | Photovoltaic |  | 4.208 | South Coastal |  | 2014-09-10 |  |  | Executed
DC | Pasco | Peter Delorey |  | Distribution |  | 5 | Solar | Residential | 1132 RAMBLING VINE CT | Trinity | FL | 34655 | Approved | NM-FL Net Metering | FL | 2010-06-01 | Connected | Photovoltaic |  | 4.25 | South Coastal |  | 2014-09-10 |  |  | Executed
DC | Orange | Peter Evans | 120/240 | Distribution | Qty 66 Sunmodule Plus.280watts, solar panels | 18.48 | Solar | Residential | 17355 Woodcrest Way | Clermont | FL | 34714 | Approved | NM-FL Net Metering | FL | 2015-06-17 | Connected | Photovoltaic |  | 15.708 | South Central | Single | 2015-06-08 |  | 2015-06-09 | Executed
DC | Seminole | Peter Dentice |  | Distribution |  | 5.28 | Solar | Residential | 1107 MAGNOLIA DR | Altamonte Springs | FL | 32714 | Approved | NM-FL Net Metering | FL | 2010-06-29 | Connected | Photovoltaic |  | 4.488 | North Central |  | 2014-09-10 |  |  | Executed
DC | Orange | Peter Carlson |  | Distribution |  | 5.18 | Solar | Residential | 1818 CARRIGAN AVE | Winter Park | FL | 32789 | Approved | NM-FL Net Metering | FL | 2009-06-19 | Connected | Photovoltaic |  | 4.403 | North Central |  | 2014-09-10 |  |  | Executed
DC | Guilford | Peter J. Jarosak | 120/240 | Distribution |  | 2.7 | Solar | Residential | 4504 Kenbridge Dr | Greensboro | NC | 27410 | Cancelled | PP-N NC - Non-Hydroelectric Qualifying Facilities | Carolinas |  | Cancelled | Photovoltaic | Jarosak PV Installation | 2.64 | Northern | Single | 2011-04-07 |  | 2009-09-24 | Cancelled
DC | Orange | Peter Mingione |  | Distribution |  | 3.45 | Solar | Residential | 230 S RANGER BLVD | Winter Park | FL | 32792 | Approved | NM-FL Net Metering | FL | 2010-10-05 | Connected | Photovoltaic |  | 2.933 | North Central |  | 2014-09-10 |  |  | Executed
DC | Pinellas | Peter Winders |  | Distribution |  | 5.17 | Solar | Residential | 4876 QUILL CT | Palm Harbor | FL | 34685 | Approved | NM-FL Net Metering | FL | 2010-07-02 | Connected | Photovoltaic |  | 4.395 | South Coastal |  | 2014-09-10 |  |  | Executed
DC | Greenville | Peter Janisch | 120/240 | Distribution | Qty 18: REC Peak Solar Panels | 4.59 | Solar | Residential | 502 Tulip Tree Ln | Simpsonville | SC | 29680 | Pending | NM-SC Net Metering | Carolinas |  | Pending | Photovoltaic |  | 3.1 | Southern | Single | 2015-02-06 |  | 2015-02-06 | Open
DC | Mecklenburg | Gail M Crawford | 120/240 | Distribution | Qty 4 Renesola Virtus II 250w solar panels | 1 | Solar | Residential | 9016 Shenington Pl | Charlotte | NC | 28216 | Approved | NM-NC Net Metering | Carolinas | 2015-02-20 | Connected | Photovoltaic |  | 0.86 | Central | Single | 2014-12-05 | 2015-02-06 | 2014-12-05 | Executed
DC | Polk | Gail D. Schmidt | 120/240 | Distribution |  | 3.87 | Solar | Residential | 303 Christopher Rd | Tryon | NC | 28782 | Approved | PP-N NC - Non-Hydroelectric Qualifying Facilities | Carolinas | 2010-03-24 | Connected | Photovoltaic | Schmidt PV Installation | 3 | Southern | Single | 2011-04-07 |  | 2010-01-08 | Executed
DC | Transylvania | Gail Blunt | 120/240 | Distribution | QTY: 12 Sharp 240w, QTY: 6 Sharp 250w | 4.38 | Solar | Residential | 208 Caroline Ln | Pisgah Forest | NC | 28768 | Approved | NM-NC Net Metering | Carolinas | 2014-06-23 | Connected | Photovoltaic |  | 4.38 | Southern | Single | 2014-05-12 | 2014-05-30 | 2014-05-12 | Executed
DC | Guilford | G. Kipland Johnson | 120/240 | Distribution |  | 1.75 | Solar | Residential | 4701 Bell Tower Court | Greensboro | NC | 27406 | Approved | NM-NC Net Metering | Carolinas | 2011-08-15 | Connected | Photovoltaic |  | 1.75 | Northern | Single | 2011-06-27 |  | 2011-06-27 | Executed
DC | Marion | Peter Smith |  | Distribution |  | 5.04 | Solar | Residential | 8909 SE 132ND LOOP | SUMMERFIELD | FL | 34491 | Approved | NM-FL Net Metering | FL | 2010-01-22 | Connected | Photovoltaic |  | 4.284 | North Coastal |  | 2014-09-10 |  |  | Executed
DC | Seminole | Peter Ward |  | Distribution |  | 5.28 | Solar | Residential | 820 DYSON DR | Winter Springs | FL | 32708 | Approved | NM-FL Net Metering | FL | 2011-05-30 | Connected | Photovoltaic |  | 4.488 | North Central |  | 2014-09-10 |  |  | Executed
DC | Henderson | G Edward Reichle | 120/240 | Distribution | Qty 20 (255 Watt) Samsung PV-MBA1BG255 | 5.1 | Solar | Residential | 260 John Maxwell Dr | Hendersonville | NC | 28792 | Approved | NM-NC Net Metering | Carolinas | 2013-03-01 | Connected | Photovoltaic |  | 5 | Southern | Single | 2013-02-20 | 2013-02-28 | 2013-02-20 | Executed
DC | Chatham | Peter R Harkins | 120/240 | Distribution | Qty 25: 245 W GCL Solar Panels | 6.13 | Solar | Residential | 4560 Old Graham Rd | Pittsboro | NC | 27312 | Approved | NC NM-Net Metering for Renewable Energy Facilities | PEC Carolinas | 2015-03-09 | Connected | Photovoltaic |  | 6 | Northern | Single | 2015-01-08 |  | 2015-01-08 | Executed
DC | Hamilton | Peter R Nurse | 120/240 | Distribution | twenty-four 270-W Suniva Optimus OPT270-60-4-1B0 solar panels | 6.48 | Solar | Residential | 4319 Joan Pl | Cincinnati | OH | 45241 | Approved | Rider NM - Net Metering Rider - OH | OH/KY | 2015-05-19 | Connected | Photovoltaic |  | 6 | Central | Single | 2015-05-04 |  | 2015-05-04 | Executed
DC | Buncombe | Peter Randazzo | 120/240 | Distribution |  | 1.24 | Solar | Residential | 54 Swanger Road | Asheville | NC | 28805 | Approved | NC NM-Net Metering for Renewable Energy Facilities | PEC Carolinas | 2011-01-17 | Connected | Photovoltaic |  | 0.995 | Western | Single | 2012-10-18 |  |  | Executed
DC | Pinellas | Peter Roos |  | Distribution |  | 8.75 | Solar | Residential | 8020 GULF BLVD | ST PETE BEACH | FL | 33706 | Approved | NM-FL Net Metering | FL | 2012-08-23 | Connected | Photovoltaic |  | 7.438 | South Coastal |  | 2014-09-10 |  |  | Executed
DC | Pinellas | Peter Sabine |  | Distribution |  | 3.78 | Solar | Residential | 2360 3rd Ave N | St Petersburg | FL | 33713 | Approved | NM-FL Net Metering | FL | 2008-11-18 | Connected | Photovoltaic |  | 3.213 | South Coastal |  | 2014-09-10 |  |  | Executed
DC | Mecklenburg | G & W Equip Inc | 480Y/277 | Distribution | QTY 320 Kyocera 200 KD Modules | 80 | Solar | Non-Residential | 600 Lawton Rd | Charlotte | NC | 28216 | Approved | NM-NC Net Metering | Carolinas | 2014-12-19 | Connected | Photovoltaic |  | 72 | Central | 3-phase | 2014-07-23 | 2014-12-11 | 2014-07-23 | Executed
DC | Pinellas | Peter Stearn |  | Distribution |  | 10 | Solar | Residential | 2448 INDIAN TRL W | PALM HARBOR | FL | 34683 | Approved | NM-FL Net Metering | FL | 2014-01-23 | Connected | Photovoltaic |  | 8.5 | South Coastal |  | 2014-09-10 |  |  | Executed
DC | WAKE | Peter Willis | 120/240 |  |  | 7.98 | Solar | Residential | 207 Governor's House Dr. | Morrisville | NC | 27560 | Approved | NC CSP-Cogeneration and Small Power Producer-Sell All | PEC Carolinas | 2009-12-30 | Connected | Photovoltaic |  | 6.38 | Northern | Single | 2012-10-18 |  |  | Executed
DC | Marion | Peter Stern |  | Distribution |  | 5.14 | Solar | Residential | 13261 SE 86TH CIR | SUMMERFIELD | FL | 34491 | Approved | NM-FL Net Metering | FL | 2010-05-19 | Connected | Photovoltaic |  | 4.369 | North Coastal |  | 2014-09-10 |  |  | Executed
DC | Pinellas | Peter W Burnett | 120/240 | Distribution | Qty 28 (250 Watt) SolarWorld SW250 Solar Panels | 7 | Solar | Residential | 720 49th Ave N | St Petersburg | FL | 33703 | Approved | NM-FL Net Metering | FL | 2015-02-03 | Connected | Photovoltaic |  | 5.95 | South Coastal | Single | 2015-01-29 |  | 2015-01-29 | Executed
DC | Hamilton | Phil Beer | 120/240 | Distribution | Eight Sharp 240W Solar Panels | 1.92 | Solar | Residential | 11066 Sharon Meadows Dr | Cincinnati | OH | 45241 | Approved | Rider NM - Net Metering Rider - OH | OH/KY | 2011-09-14 | Connected | Photovoltaic |  | 1.76 | South | Single | 2011-08-26 |  | 2011-08-26 | Executed
DC | CHATHAM | Philip Bisesi | 120/240 |  |  | 3.1 | Solar | Residential | 35 Bingham Ridge Rd | Pittsboro | NC | 27312 | Approved | NC CSP-Cogeneration and Small Power Producer-Sell All | PEC Carolinas | 2007-12-31 | Connected | Photovoltaic |  | 2.48 | Northern | Single | 2012-10-18 |  |  | Executed
DC | Wake | Philip B Carter | 120/240 | Distribution | Qty 24 (250 Watt) Axitec AC-250M/156-60S Solar Panels | 6 | Solar | Residential | 12916 Barsanlaw Dr | Raleigh | NC | 27613 | Approved | NC NM-Net Metering for Renewable Energy Facilities | PEC Carolinas | 2013-09-16 | Connected | Photovoltaic |  | 4 | Northern | Single | 2013-08-07 |  | 2013-08-07 | Executed
DC | Greenville | Furman University - NM | 12,470Y/7,200 | Transmission |  | 29.83 | Solar | Non-Residential | 3300 Poinsett Highway | Greenville | SC | 29613 | Approved | NM-SC Net Metering | Carolinas | 2008-06-10 | Connected | Photovoltaic |  | 29.826 | Southern | 3-phase | 2011-04-07 |  | 2008-05-21 | Executed
DC | Rowan | Freirich Foods, Inc | 12,470Y/7,200 | Distribution | Qty 377 (245 Watt) SolarWorld Sunmodule SW245 Poly | 92.37 | Solar | Non-Residential | 815 W Kerr St | Salisbury | NC | 28144 | Approved | PP-N NC - Non-Hydroelectric Qualifying Facilities | Carolinas | 2012-12-18 | Connected | Photovoltaic |  | 82 | Central | 3-phase | 2012-10-04 | 2012-12-17 | 2012-10-04 | Executed
DC |  | Philip Frees | 120/240 | Distribution | eight 175-W Westinghouse AC-175 solar panels | 1.4 | Solar | Residential | 5486 Whispering Way | Cincinnati | OH | 45247 | Approved | Rider NM - Net Metering Rider - OH | OH/KY | 2011-04-27 | Connected | Photovoltaic |  | 1.4 | South | Single | 2011-05-11 |  | 2011-05-11 | Executed
DC | JOHNSON | PHILIP MIRISE | 120/240 |  | 120 165-W Sharp solar panels and a 10 kW Bergey Excel wind turbine | 29.8 | Other | Residential | 3325 ROAD 100 N W | BARGERSVILLE | IN | 46106 | Approved | Net Metering - Standard Contract Rider No. 57 | IN | 2006-04-14 | Connected | Other |  | 29.8 | Southeast | Single |  |  |  | Executed
DC | CLARK | PHILIP MURRAY | 120/240 |  | six 175-W solar panels | 1.05 | Solar | Residential | 1708 NOLE DR | JEFFERSONVILLE | IN | 47130 | Approved | Net Metering - Standard Contract Rider No. 57 | IN | 2011-02-24 | Connected | Photovoltaic |  | 1.05 | Southeast | Single |  |  |  | Executed
DC | Franklin | Philip Froelich |  | Distribution |  | 3.84 | Solar | Residential | 1800 Sea Oat Dr | St George Island | FL | 32328 | Approved | NM-FL Net Metering | FL | 2007-08-27 | Connected | Photovoltaic |  | 3.264 | North Coastal |  | 2014-09-10 |  |  | Executed
DC | Wake | Philip O Lovdal | 120/240 | Distribution | Qty 12 Suniva 270W OPT Solar Panels | 3.24 | Solar | Residential | 5908 Baird Dr | Raleigh | NC | 27606 | Approved | NM-NC Net Metering | PEC Carolinas | 2015-04-15 | Connected | Photovoltaic |  | 8.64 | Northern | Single | 2015-01-21 |  | 2015-01-21 | Executed
DC | Orange | Freedom House-NM | 208Y/120 | Distribution | Twenty (250 Watt) Suniva Optimus 250 Series monocrystalline solar modules | 5 | Solar | Non-Residential | 102 New Stateside Dr | Chapel Hill | NC | 27516 | Approved | NM-NC Net Metering | Carolinas | 2012-08-16 | Connected | Photovoltaic |  | 5 | Northern | 3-phase | 2012-07-16 | 2012-08-14 | 2012-07-16 | Executed
DC | ORANGE | Philip-Michael Clere |  | Distribution |  | 3.06 | Solar | Residential | 13562 OLD DOCK RD | ORLANDO | FL | 32828 | Approved | NM-FL Net Metering | FL | 2014-04-23 | Connected | Photovoltaic |  | 2.601 | North Central |  | 2014-09-10 |  |  | Executed
DC | Buncombe | Jennifer Jackson | 120/240 | Distribution | QTY 4 Sunmodule 250 Modules | 1 | Solar | Residential | 46 Sulphur Jackson | Asheville | NC | 28806 | Approved | NC NM-Net Metering for Renewable Energy Facilities | PEC Carolinas | 2014-08-07 | Connected | Photovoltaic |  | 0.77 | Western | Single | 2014-05-20 |  | 2014-05-20 | Executed
DC | Orange | Frederick Rogers | 12,470Y/7,200 | Distribution | 24 Bosch Aleo 240 Black 240w Panels | 5.38 | Solar | Residential | 1705 Daniels Farm Rd | Mebane | NC | 27302 | Approved | NM-NC Net Metering | Carolinas | 2012-10-08 | Connected | Photovoltaic |  | 5 | Northern | Single | 2012-08-27 | 2012-10-03 | 2012-08-27 | Executed
DC | Polk | Fred Berlinger | 120/240 | Distribution | Qty 16 Solar World 275 W Solar Panels | 4.4 | Solar | Residential | 1178 Jackson Grove Rd | Columbus | NC | 28722 | Approved | NM-NC Net Metering | Carolinas | 2014-10-10 | Connected | Photovoltaic |  | 5.71 | Southern | Single | 2014-08-19 | 2014-10-03 | 2014-08-19 | Executed
DC | Wake | Frankie A Hood | 120/240 | Distribution | Qty 4 ReneSola 250 W Virtus II solar Panels | 1 | Solar | Residential | 1510 Galesburg St | Charlotte | NC | 28216 | Approved | NM-NC Net Metering | Carolinas | 2015-06-11 | Connected | Photovoltaic |  | 0.86 | Southern | Single | 2014-12-30 | 2015-06-09 | 2014-12-30 | Executed
DC | Mecklenburg | Frank Van Buren | 120/240 | Distribution | Qty 36 (327 Watt) SunPower E20/327 | 11.77 | Solar | Residential | 12204 Summer Breeze Ct | Charlotte | NC | 28277 | Approved | NM-NC Net Metering | Carolinas | 2013-01-23 | Connected | Photovoltaic |  | 11.77 | Central | Single | 2013-01-03 | 2013-01-17 | 2013-01-03 | Executed
DC | Pinellas | Phillip Ellis |  | Distribution |  | 5.6 | Solar | Residential | 4393 WHEATLAND WAY | Palm Harbor | FL | 34685 | Approved | NM-FL Net Metering | FL | 2009-11-12 | Connected | Photovoltaic |  | 4.76 | South Coastal |  | 2014-09-10 |  |  | Executed
DC | Volusia | Phillip Klements |  | Distribution |  | 5.25 | Solar | Residential | 1192 GLENWOOD RD | Deland | FL | 32720 | Approved | NM-FL Net Metering | FL | 2009-11-18 | Connected | Photovoltaic |  | 4.463 | North Central |  | 2014-09-10 |  |  | Executed
DC | Pasco | Phillip Greene |  | Distribution |  | 6 | Solar | Residential | 6825 KENTUCKY AVENUE | NEW PORT RICHEY | FL | 34653 | Approved | NM-FL Net Metering | FL | 2013-04-05 | Connected | Photovoltaic |  | 5.1 | South Coastal |  | 2014-09-10 |  |  | Executed
DC | ORANGE | Phillip Raab |  | Distribution |  | 3.06 | Solar | Residential | 3819 CRESWICK CIR | ORLANDO | FL | 32829 | Approved | NM-FL Net Metering | FL | 2014-03-20 | Connected | Photovoltaic |  | 2.601 | South Central |  | 2014-09-10 |  |  | Executed
DC | Lake | Phillip Mcmican |  | Distribution |  | 7.26 | Solar | Residential | 149 BALMY COAST RD | Groveland | FL | 34736 | Approved | NM-FL Net Metering | FL | 2012-11-12 | Connected | Photovoltaic |  | 6.171 | South Central |  | 2014-09-10 |  |  | Executed
DC | Buncombe | Phillip W Evanzo | 120/240 | Distribution | Qty 25 (275 Watt) Sunmodule Plus SW275 Mono | 6.88 | Solar | Residential | 9 Eden Glen Dr | Black Mountain | NC | 28711 | Approved | NC NM-Net Metering for Renewable Energy Facilities | PEC Carolinas | 2014-12-09 | Connected | Photovoltaic |  | 5.29 | Western | Single | 2014-10-09 |  | 2014-10-09 | Executed
DC | Graham | Phillips & Jordan, Inc |  | Distribution | 9200 295W UpSolar Solar Panels | 2714 | Solar | Non-Residential | Tallulah Cartway Rd | Robbinsville | NC | 28771 | Cancelled | PP-N NC - Non-Hydroelectric Qualifying Facilities | Carolinas |  | Cancelled | Photovoltaic |  | 2714 | Southern | 3-phase | 2013-05-02 |  | 2013-05-02 | Cancelled
DC | Mecklenburg | Phoebe N Coddington | 120/240 | Distribution | Qty 28 QCells 270W Solar Panels | 7.56 | Solar | Residential | 2112 Midwood Pl | Charlotte | NC | 28205 | Pending | NM-NC Net Metering | Carolinas |  | Pending | Photovoltaic |  | 7.6 | Central | Single | 2015-06-11 |  | 2015-06-11 | Open
DC |  | Phillip Williams | 120/240 | Distribution | twelve Sharp ND-U230C1 230W solar modules | 2.76 | Solar | Residential | 1239 Orchard Park Dr N | Indianapolis | IN | 46280 | Approved | Net Metering - Standard Contract Rider No. 57 | IN | 2012-10-24 | Connected | Photovoltaic |  | 2.76 | Northern | Single | 2012-09-12 |  | 2012-09-12 | Executed
DC | Polk | Phylis Ellett |  | Distribution |  | 5.06 | Solar | Residential | 348 SAVANNAH PRESERVE LOOP | Davenport | FL | 33837 | Approved | NM-FL Net Metering | FL | 2010-06-04 | Connected | Photovoltaic |  | 4.301 | South Central |  | 2014-09-10 |  |  | Executed
DC | Randolph | Phyllis Rainey | 120/240 | Distribution | Qty 32 Suniva 270 | 6.65 | Solar | Residential | 1009 Meadowbrook Road | Asheboro | NC | 27203 | Approved | NC NM-Net Metering for Renewable Energy Facilities | PEC Carolinas | 2014-08-27 | Connected | Photovoltaic |  | 6.88 | Southern | Single | 2014-07-01 |  | 2014-07-01 | Executed
DC | Pinellas | Phyllis Eames | 120/240 | Distribution | Qty 4 Q Pro-G3/250watts, Solar Panels | 1 | Solar | Residential | 3700 21ST Ave N | St Petersburg | FL | 33713 | Approved | NM-FL Net Metering | FL | 2015-05-14 | Connected | Photovoltaic |  | 0.85 | South Coastal | Single | 2015-05-05 |  | 2015-05-05 | Executed
DC | Lake | Phyllis P Jevin | 120/240 | Distribution |  | 6.5 | Solar | Residential | 395 SILVER MAPLE RD, SOLAR PWR | Groveland | FL | 34736 | Approved | NM-FL Net Metering | FL | 2015-01-30 | Connected | Photovoltaic |  | 5.52 | South Central | Single | 2015-01-14 |  | 2015-01-14 | Executed
DC | Mecklenburg | Frank Van Buren | 120/240 | Distribution | QTY 4 SUNIVA 260 OPTIMUS SOLAR MODULES | 1.04 | Solar | Residential | 12204 Summer Breeze Ct | Charlotte | NC | 28277 | Approved | NM-NC Net Metering | Carolinas | 2014-07-07 | Connected | Photovoltaic |  | 0.08 | Central | Single | 2014-05-30 | 2014-06-16 | 2014-05-30 | Executed
DC |  | Pierig Lepont | 120/240 | Distribution | Nine 185 Watt Suntech Solar Panels | 1.67 | Solar | Residential | 67 Forest Ave | Wyoming | OH | 45215 | Approved | Rider NM - Net Metering Rider - OH | OH/KY | 2011-09-01 | Connected | Photovoltaic |  | 1.67 | South | Single | 2011-08-19 |  | 2011-08-19 | Executed
DC | Oconee | Frank Kieninger | 120/240 | Distribution |  | 10.08 | Solar | Residential | 1012 Fleming Ln | Seneca | SC | 29672 | Approved | NM-SC Net Metering | Carolinas | 2009-12-17 | Connected | Photovoltaic |  | 10.08 | Southern | Single | 2011-04-07 |  | 2009-10-21 | Executed
DC | Orange | Pierre Fotso |  | Distribution |  | 8.93 | Solar | Residential | 4912 LAKE MILLY DR | EDGEWOOD | FL | 32839 | Approved | NM-FL Net Metering | FL | 2011-06-07 | Connected | Photovoltaic |  | 7.591 | South Central |  | 2014-09-10 |  |  | Executed
DC | Orange | Franchesca Mansfeld | 120/240 | Distribution | 24- Bosch Aleo- 235 watt S_79 ulr | 6.11 | Solar | Residential | 122 Porter Place | Chapel Hill | NC | 27514 | Approved | NM-NC Net Metering | Carolinas | 2013-07-24 | Connected | Photovoltaic |  | 5.59 | Northern | Single | 2013-05-01 | 2013-07-16 | 2013-05-01 | Executed
DC |  | Pierre Solar, LLC |  | Distribution |  |  | Solar | Non-Residential | 785 Old Moore Road | Selma | NC | 27576 | Cancelled |  | PEC Carolinas |  | Cancelled | Photovoltaic |  | 2000 | Unknown |  | 2014-10-21 |  | 2013-04-08 | Cancelled
DC | Catawba | Frances L. Thompson | 120/240 | Distribution |  | 4.5 | Solar | Residential | 466 South Center St | Hickory | NC | 28602 | Approved | PP-N NC - Non-Hydroelectric Qualifying Facilities | Carolinas | 2005-08-10 | Connected | Photovoltaic | Zero Energy House | 4.5 | Central | Single | 2011-04-07 |  |  | Executed
DC | Pinellas | Pietro Santabarbara |  | Distribution |  | 4.95 | Solar | Residential | 2293 CIMARRON TER | Palm Harbor | FL | 34683 | Approved | NM-FL Net Metering | FL | 2009-06-17 | Connected | Photovoltaic |  | 4.208 | South Coastal |  | 2014-09-10 |  |  | Executed
DC | Orange | Pietro Sciuto | 120/240 | Distribution |  | 4.92 | Solar | Residential | 12524 Winfield Scott Blvd | Orlando | FL | 32837 |  | NM-FL Net Metering | FL | 2014-07-21 | Connected | Photovoltaic |  | 4.182 | South Central | Single | 2014-09-10 |  |  | Executed
DC |  | Piggly Wiggly / GWSJ |  | Distribution |  |  | Solar | Non-Residential | 103 South Dudley Street | Burgaw | NC | 28425 | Cancelled |  | PEC Carolinas |  | Cancelled | Photovoltaic |  | 300 | Unknown |  | 2014-10-21 |  | 2012-01-13 | Cancelled
DC | Wayne | Pikeville Farm, LLC |  | Distribution |  |  | Solar | Non-Residential | Unknown | Pikeville | NC | 27863 | Approved |  | PEC Carolinas |  | Pending | Photovoltaic |  | 4998 | Unknown |  | 2014-10-21 |  | 2014-01-23 | Open
DC | Rutherford | Pine Solar, LLC |  | Distribution | Qty 21280 Trinasolar TSM-305 PD 14 305W Solar Panels | 6490.4 | Solar | Non-Residential | 345 Mt Pleasant Church Rd | Forest City | NC | 28043 | Pending | PP-N NC - Non-Hydroelectric Qualifying Facilities | Carolinas |  | Pending | Photovoltaic |  | 5010 | Southern | 3-phase | 2015-03-18 |  | 2015-03-18 | Open
DC | Pinellas | School Board Of Pinellas Co (Douglas L. Jamerson Elem) - 2Nd Installation |  | Distribution |  | 10 | Solar | Non-Residential | 1200 37TH ST S | ST PETERSBURG | FL | 33711 | Approved | NM-FL Net Metering | FL | 2012-03-22 | Connected | Photovoltaic |  | 8.5 | South Coastal |  | 2014-09-10 |  |  | Executed
DC | Rockingham | Pinewood Solar Center, LLC |  | Distribution | (300 Watt) Yingli YL300P-35b Solar Panels | 4999 | Solar | Non-Residential | 5091 NC Highway 65 | Reidsville | NC | 27320 | Cancelled | PP-N NC - Non-Hydroelectric Qualifying Facilities | Carolinas |  | Cancelled | Photovoltaic |  | 5000 | Northern | 3-phase | 2013-07-17 |  | 2013-07-17 | Cancelled
DC | Johnston | Piper Solar LLC |  | Distribution | QTY 22,344 JA Soalr 310 JAP6 Panels | 6926.7 | Solar | Non-Residential | 6120 US Hwy 70 E | Princeton | NC | 27569 | On Hold |  | PEC Carolinas |  | Pending | Photovoltaic |  | 5010 | Unknown | 3-phase | 2015-02-25 |  | 2015-02-25 | Open
DC | Catawba | Pippin Home Designs, Inc. | 120/240 | Distribution |  | 2.4 | Solar | Non-Residential | 7390 Gabriel Rd | Sherrills Ford | NC | 28673 | Cancelled | PP-N NC - Non-Hydroelectric Qualifying Facilities | Carolinas | 2013-03-20 | Cancelled | Photovoltaic | Pippin PV Installation | 3.6 | Central | Single | 2011-04-07 |  | 2007-08-14 | Cancelled
DC | Chatham | Pit 64 Farm, LLC |  | Distribution |  |  | Solar | Non-Residential | Unknown | Pittsboro | NC | 27312 | Approved |  | PEC Carolinas |  | Pending | Photovoltaic |  | 5000 | Unknown |  | 2014-10-21 |  | 2014-05-28 | Open
DC | Polk | Polk County School Board (Alta Vista Elem) - 2Nd Installation |  | Distribution |  | 10 | Solar | Non-Residential | 801 SCENIC HWY, CLSRM ADDITION | HAINES CITY | FL | 33844 | Approved | NM-FL Net Metering | FL | 2011-12-29 | Connected | Photovoltaic |  | 8.5 | South Central |  | 2014-09-10 |  |  | Executed
DC | Alamance | Pleasant Grove Solar, LLC |  | Distribution | Qty 8360 IEC61730 | 2508 | Solar | Non-Residential | 3900 Cates Loop Rd. | Burlington | NC | 27217 | Cancelled | PP-N NC - Non-Hydroelectric Qualifying Facilities | Carolinas |  | Cancelled | Photovoltaic |  | 2000 | Northern |  | 2014-07-09 |  | 2014-07-09 | Cancelled
DC | BUTLER | PNC BANK |  |  | fourteen 150-W GE panels | 2.1 | Solar | Non-Residential | 5333 PLEASANT | FAIRFIELD | OH | 45014 | Approved | Rider NM - Net Metering Rider - OH | OH/KY | 2005-01-01 | Connected | Photovoltiac |  | 2.1 | South | 3 phase |  |  |  | Executed
DC | Scotland | Pohoja Corporation |  | Distribution | Qty 60 Canadian Solar CS6X-P 310 W | 18.6 | Solar | Non-Residential | 23700 Sheffield Circle | Wagram | NC | 28396 | Pending | NC CSP29-Cogeneration and Small Power Producer-Sell All | PEC Carolinas |  | Pending IA | Photovoltaic |  | 18 | Unknown | 3-phase | 2015-01-16 |  | 2015-01-16 | Open
DC | POLK | Polk County School Board (Davenport School For The Arts) |  | Distribution |  | 10 | Solar | Non-Residential | 4751 HIGHWAY 547 N, MIDDLE SCHOOL "EE" | DAVENPORT | FL | 33837 | Approved | NM-FL Net Metering | FL | 2014-04-14 | Connected | Photovoltaic |  | 8.5 | South Central |  | 2014-09-10 |  |  | Executed
DC | Polk | Polk County School Board (Horizons Elem) - 1St Installation |  | Distribution |  | 10 | Solar | Non-Residential | 1700 FOREST LAKE DR, ELEMENTARY SCHOOL | DAVENPORT | FL | 33837 | Approved | NM-FL Net Metering | FL | 2011-12-29 | Connected | Photovoltaic |  | 8.5 | South Central |  | 2014-09-10 |  |  | Executed
DC | OSCEOLA | Polk County School Board (Palmetto Elem) |  | Distribution |  | 10 | Solar | Non-Residential | 315 PALMETTO ST, ELEM SCHOOL | POINCIANA | FL | 34759 | Approved | NM-FL Net Metering | FL | 2014-04-14 | Connected | Photovoltaic |  | 8.5 | South Central |  | 2014-09-10 |  |  | Executed
DC | Pinellas | Polypack Inc |  | Distribution |  | 253.12 | Solar | Non-Residential | 3301 GATEWAY CENTRE BLVD | PINELLAS PARK | FL | 33782 | Approved | NM-FL Net Metering | FL | 2013-11-04 | Connected | Photovoltaic |  | 215.152 | South Coastal |  | 2014-09-10 |  |  | Executed
DC | Jones | Pollocksville Solar, LLC |  | Distribution |  |  | Solar | Non-Residential | Unknown | Pollocksville | NC | 28573 | Approved |  | PEC Carolinas |  | Pending | Photovoltaic |  | 5000 | Unknown |  | 2014-10-21 |  | 2014-06-17 | Open
DC | Pinellas | Polypack Inc |  | Distribution |  | 100 | Solar | Non-Residential | 3301 GATEWAY CENTRE BLVD | PINELLAS PARK | FL | 33782 | Approved | NM-FL Net Metering | FL | 2013-02-06 | Superseded | Photovoltaic |  | 85 | South Coastal |  | 2014-09-10 |  |  | Superceded
DC | Forsyth | Forsyth County DBA Tanglewood Park | 120/240 | Distribution | Ten (230 Watt) Sunmodule SW230 Poly Solar Panels | 2.3 | Solar | Non-Residential | 775 Tanglewood Park Rd Restroom Facility at Pool | Clemmons | NC | 27012 | Approved | NM-NC Net Metering | Carolinas | 2012-07-26 | Connected | Photovoltaic |  | 2.3 | Northern | Single | 2012-01-10 | 2012-07-25 | 2012-01-10 | Executed
DC | Wayne | Poplar Solar, LLC |  | Distribution |  |  | Solar | Non-Residential | Unknown | Goldsboro | NC | 27534 | Approved |  | PEC Carolinas |  | Pending | Photovoltaic |  | 4500 | Unknown |  | 2014-10-21 |  | 2014-06-17 | Open
DC | Craven | Porter Solar, LLC |  | Distribution | Trina TSM-285 PA14 PV module | 7000 | Solar | Non-Residential | 2030 Cool Spring Road | Ernul | NC | 28527 | Approved |  | PEC Carolinas |  | Under Construction | Photovoltaic |  | 5000 | Eastern |  | 2014-10-21 |  | 2013-07-24 | Open
DC |  | Potter Hill Homes Witherby Meadows | 120/240 | Distribution | eight 250-W ReneSola panels and eight 245-W Canadian Solar CS6P-245P panels | 3.96 | Solar | Non-Residential | 7024 Locker Ct Lot # WM14 | Cincinnati | OH | 45224 | Approved | Rider NM - Net Metering Rider - OH | OH/KY | 2014-12-08 | Connected | Photovoltaic |  | 3.44 | North | Single | 2014-11-24 |  | 2014-11-24 | Executed
DC | Clermont | Potterhill Homes | 120/240 | Distribution | 22 (230 watt) Alternative Energies- AEK 230 Solar Panels | 5.06 | Solar | Residential | 6418 Birch Creek Dr | Loveland | OH | 45140 | Approved | Rider NM - Net Metering Rider - OH | OH/KY | 2012-04-17 | Connected | Photovoltaic |  | 4.73 | Central | Single | 2012-03-30 |  | 2012-03-30 | Executed
DC | HAMILTON | Potter Hill Homes | 120/240 |  | eleven 275-W ET solar panels | 3.03 | Solar | Residential | 4562 KIRBY | CINCINNATI | OH | 45223 | Approved | Rider NM - Net Metering Rider - OH | OH/KY | 2011-05-18 | Connected | Photovoltiac |  | 3 | Central | Single |  |  |  | Executed
DC | Pasco | Poul Rosengaard |  | Distribution |  | 3.45 | Solar | Residential | 1307 ASHBOURNE CIR | NEW PORT RICHEY | FL | 34655 | Approved | NM-FL Net Metering | FL | 2011-04-20 | Connected | Photovoltaic |  | 2.933 | South Coastal |  | 2014-09-10 |  |  | Executed
DC | Burke | Foothills Wineworx Inc | 120/240 | Distribution |  | 26.91 | Solar | Non-Residential | 204 E Main ST | Glen Alpine | NC | 28628 | Approved | PP-N NC - Non-Hydroelectric Qualifying Facilities | Carolinas | 2011-12-14 | Connected | Photovoltaic | FW PV Installation | 24 | Central | Single | 2011-11-10 |  | 2011-11-10 | Executed
DC |  | Poultry Power, USA |  | Transmission |  | 34500 | Biomass | Non-Residential | Unknown | Lumberton, Kenansville | NC | 0 | Approved |  | PEC Carolinas | 1899-12-31 | Pending | Other |  | 40000 | Unknown |  | 2014-10-21 |  |  | Open
DC |  | Poultry Power, USA |  | Transmission |  | 34500 | Biomass | Non-Residential | Unknown | Lumberton, Kenansville | NC | 0 | Approved |  | PEC Carolinas | 1899-12-31 | Cancelled | Other |  | 34500 | Unknown |  | 2014-10-21 |  |  | Cancelled
DC | Alamance | Fogleman Construction, Inc. - NM | 120/240 | Distribution |  | 2.7 | Solar | Non-Residential | 3056 Rogers Rd | Graham | NC | 27253 | Approved | PP-N NC - Non-Hydroelectric Qualifying Facilities | Carolinas | 2009-01-06 | Connected | Photovoltaic | Fogleman Construction PV Installation | 2.7 | Northern | Single | 2011-04-07 |  | 2008-11-07 | Executed
DC | HAMILTON | POWER BUILDING ASSOC LTD BUILDING SERVICE - NM | 3 phase |  | ninety-four 225-W Kyocera and ninety-six 210-W Kyocera KD210GX-LPU panels | 41.31 | Solar | Non-Residential | 224 8TH E | CINCINNATI | OH | 45202 | Approved | Rider NM - Net Metering Rider - OH | OH/KY | 2010-11-08 | Connected | Photovoltaic |  | 37.86 | Central | 208Y/120 |  |  |  | Executed
DC | Marion | Powhatan Solar Center LLC |  | Distribution | Qty 42,768 Yingli YL 305-35b | 13044.24 | Solar | Non-Residential | Daniels Loop | Mullins | SC | 29574 | Pending |  | PEC Carolinas |  | Pending | Photovoltaic |  | 10200 | Unknown | 3-phase | 2014-12-23 |  | 2014-12-23 | Open
DC | Catawba | Foard Parsons | 120/240 | Distribution | Qty 19 Trina Solar 300W Solar Panels | 5.7 | Solar | Residential | 2679 Pinnacle Dr. | Catawba | NC | 28609 | Approved | NM-NC Net Metering | Carolinas | 2015-04-17 | Connected | Photovoltaic |  | 4.75 | Central | Single | 2014-12-04 | 2015-04-17 | 2014-12-04 | Executed
DC |  | Prabhu Negi | 120/240 | Distribution | Qty 40 SW250W Solar Panels | 10 | Solar | Residential | 8100 Merrimoor Blvd | Largo | FL | 33777 | Approved | NM-FL Net Metering | FL | 2015-03-19 | Connected | Photovoltaic |  | 8.5 | South Coastal | Single | 2015-03-12 |  | 2015-03-12 | Executed
DC | Highlands | Pradeep Panthulu | 120/240 | Distribution | Qty 20 Canadian Solar CS6P-260 (260watts) Solar Panels | 5.2 | Solar | Residential | 2728 Manor Dr. | Sebring | FL | 33872 | Approved | NM-FL Net Metering | FL | 2015-05-26 | Connected | Photovoltaic |  | 4.42 | South Central | Single | 2015-05-01 |  | 2015-05-01 | Executed
DC | Pinellas | Preston A Eichman | 120/240 | Distribution | Phono Solar | 2 | Solar | Residential | 929 15TH AVE SW | Largo | FL | 33770 | Approved | NM-FL Net Metering | FL | 2014-11-26 | Connected | Photovoltaic |  | 1.7 | South Coastal | Single | 2014-11-13 |  | 2014-11-13 | Executed
DC | McDowell | FLS Owner II, LLC | 208Y/120 | Distribution |  | 4.23 | Solar | Non-Residential | McDowell Senior Center 100 Spaulding Road | Marion | NC | 28752 | Approved | PP-N NC - Non-Hydroelectric Qualifying Facilities | Carolinas | 2011-12-29 | Connected | Photovoltaic | FLS Owner II PV Installation | 4 | Central | 3-phase | 2011-11-15 |  | 2011-11-15 | Executed
DC | Forsyth | Floyd Barnwell Jr. | 120/240 | Distribution | 10 Mage Powertec 240/6 PL 240W Solar Modules | 2.4 | Solar | Residential | 6213 La Crosse Ct. | Clemmons | NC | 27012 | Approved | NM-NC Net Metering | Carolinas | 2015-05-07 | Connected | Photovoltaic |  | 2.38 | Northern | Single | 2012-11-29 | 2013-02-20 | 2012-11-29 | Executed
DC | Volusia | Professional Electrical Svcs |  | Distribution |  | 8.57 | Solar | Non-Residential | 185 S US HIGHWAY 17 92 | DEBARY | FL | 32713 | Approved | NM-FL Net Metering | FL | 2013-02-07 | Connected | Photovoltaic |  | 7.285 | North Central |  | 2014-09-10 |  |  | Executed
DC | Columbus | Pristine Sun Fund 12, LLC - Chadbourn |  | Distribution | QTY 4256 Jinko JKM 305 Watt Panels | 1298 | Solar | Non-Residential | Old US 74 South and Andrew Jackson Hwy SW APNs 96333, 90724 and a portion of 90725 | Chadbourn | NC | 28431 | Pending |  | PEC Carolinas |  | Pending | Photovoltaic |  | 1000 | Unknown | 3-phase | 2015-03-10 |  | 2015-03-10 | Open
DC | Cumberland | Pristine Sun Fund 12, LLC (Front Street) |  | Distribution | 4256 Jinko Solar JKM305P Solar Modules | 1298 | Solar | Non-Residential | Front Street | Stedman | NC | 28391 | Pending |  | PEC Carolinas |  | Pending | Photovoltaic |  | 999.52 | Northern |  | 2015-03-01 |  | 2015-03-01 | Open
DC | Robeson | Pristine Sun Fund 12, LLC- 10285 S. Chicken Rd. |  | Distribution | Qty 8512 (305 Watt) Jinko Solar JKM305P Solar Panels | 2596.16 | Solar | Non-Residential | 10285 S. Chicken Road (APN: 0220-02-004) | Fairmont | NC | 28340 | On Hold | NC CSP29-Cogeneration and Small Power Producer-Sell All | PEC Carolinas |  | Pending | Photovoltaic |  | 1999 | Southern | 3-phase | 2015-01-16 |  | 2015-01-16 | Open
DC | Robeson | Pristine Sun Fund 12, LLC- 7454 Wire Grass Rd |  | Distribution | 8512 JKM305P Jinko Solar Panels | 2596.16 | Solar | Non-Residential | 7454 Wire Grass Rd | Orrum | NC | 28369 | On Hold |  | PEC Carolinas |  | Pending | Photovoltaic |  | 1999 | Northern |  | 2015-03-01 |  | 2015-03-01 | Open
DC | Cumberland | Pristine Sun Fund 12, LLC- Hwy 24-20004 |  | Distribution | Qty 8512 (305 Watt) Jinko Solar JKM305P Solar Panels | 2596.16 | Solar | Non-Residential | Hwy 24 (APN-0456-69-4197) | Fayetteville | NC | 28312 | Pending | NC CSP29-Cogeneration and Small Power Producer-Sell All | PEC Carolinas |  | Pending | Photovoltaic |  | 1999 | Eastern | 3-phase | 2015-01-15 |  | 2015-01-15 | Open
DC | Robeson | Pristine Sun Fund 12, LLC- Hwy 24-20013 |  | Distribution | Qty 8512 (305 Watt) Jinko Solar JKM305P Solar Panels | 2596.16 | Solar | Non-Residential | Hwy 41 (APN:0502-02008R1 | Fairmont | NC | 28340 | On Hold | NC CSP29-Cogeneration and Small Power Producer-Sell All | PEC Carolinas |  | Pending | Photovoltaic |  | 1999 | Southern | 3-phase | 2015-01-16 |  | 2015-01-16 | Open
DC | Cumberland | Pristine Sun Fund 12, LLC- Hwy 24-20006 |  | Distribution | Qty 8512 (305 Watt) Jinko Solar JKM305P Solar Panels | 2596.16 | Solar | Non-Residential | Hwy 24 (APN: 0456-794490) | Fayetteville | NC | 28312 | Pending | NC CSP29-Cogeneration and Small Power Producer-Sell All | PEC Carolinas |  | Pending | Photovoltaic |  | 1999 | Eastern | 3-phase | 2015-01-15 |  | 2015-01-15 | Open
DC | Robeson | Pristine Sun Fund 12, LLC- McCormick Ave. and Robeson St. |  | Distribution | 8512 JKM305P Jinko Solar Panels | 2596 | Solar | Non-Residential | McCormick Ave. and Robeson St. | Maxton | NC | 28364 | On Hold |  | PEC Carolinas |  | Pending | Photovoltaic |  | 1998.92 | Northern |  | 2015-03-01 |  | 2015-03-01 | Open
DC | Robeson | Pristine Sun Fund 12, LLC- Pine Street |  | Distribution | 4256 Jinko Solar JKM305P Solar Modules | 1298 | Solar | Non-Residential | Pine Street | Pembroke | NC | 28372 | Pending |  | PEC Carolinas |  | Pending | Photovoltaic |  | 999.52 | Northern |  | 2015-03-01 |  | 2015-03-01 | Open
DC | Hoke | Pristine Sun Fund 12, LLC- Red Springs Rd |  | Distribution | 4256 305 Jinko Solar JKM305P solar Modules | 1298 | Solar | Non-Residential | Red Springs Rd. | Raeford | NC | 28376 | On Hold |  | PEC Carolinas |  | Pending | Photovoltaic |  | 999.52 | Northern |  | 2015-03-01 |  | 2015-03-01 | Open
DC | Robeson | Pristine Sun Fund 12, LLC- S. Chicken Rd. |  | Distribution | Qty 8512 (305 Watt) Jinko Solar JKM305P Solar Panels | 2596.16 | Solar | Non-Residential | APN:0220-02-002 S Chicken Rd | Falmont | NC | 28340 | On Hold | NC CSP29-Cogeneration and Small Power Producer-Sell All | PEC Carolinas |  | Pending | Photovoltaic |  | 1990.04 | Southern | 3-phase | 2015-01-14 |  | 2015-01-14 | Open
DC | Durham | Product Recovery Management INC |  | Distribution | QTY 99: Grape Solar GS-S-250 | 24.75 | Solar | Non-Residential | 1705 E US 70 HWY | Durham | NC | 27703 | Cancelled | NC CSP29-Cogeneration and Small Power Producer-Sell All | Carolinas |  | Cancelled | Photovoltaic |  | 24 | Northern |  | 2013-09-23 |  | 2013-09-23 | Cancelled
DC | Franklin | Progress Solar I, LLC |  | Distribution |  | 4400 | Solar | Non-Residential | 5814 NC Hwy 39 | Bunn | NC | 27508 | Approved | NC CSP27-Cogeneration and Small Power Producer-Sell All | PEC Carolinas | 2012-10-12 | Connected | Photovoltaic |  | 3600 | Unknown |  | 2014-10-21 |  | 2012-04-17 | Executed
DC | Robeson | Progress Solar II, LLC |  | Distribution |  | 4400 | Solar | Non-Residential | 5719 Old Stage Rd. | Fairmont | NC | 28340 | Approved | NC CSP27-Cogeneration and Small Power Producer-Sell All | PEC Carolinas | 2012-11-13 | Connected | Photovoltaic |  | 3600 | Unknown |  | 2014-10-21 |  | 2012-05-09 | Executed
DC | Robeson | Progress Solar III, LLC |  | Distribution |  | 4400 | Solar | Non-Residential | 14803 NC Highway 130 W | Maxton | NC | 28364 | Approved | NC CSP27-Cogeneration and Small Power Producer-Sell All | PEC Carolinas | 2012-11-09 | Connected | Photovoltaic |  | 3600 | Unknown |  | 2014-10-21 |  | 2012-05-09 | Executed
DC | Guilford | Flow Companies of Greensboro- NM | 208Y/120 | Distribution | 80 180W RAIS PV Modules | 14.4 | Solar | Non-Residential | 1205 Bridford PKWY | Greensboro | NC | 27407 | Approved | NM-NC Net Metering | Carolinas | 2012-08-14 | Connected | Photovoltaic |  | 14.4 | Northern | 3-phase | 2012-04-26 | 2012-08-13 | 2012-04-26 | Executed
DC | Orange | Q4 Services LLC |  | Distribution |  | 50 | Solar | Non-Residential | 1426 N GOLDENROD RD *STE 6 | Orlando | FL | 32807 | Approved | NM-FL Net Metering | FL | 2012-03-09 | Connected | Photovoltaic |  | 42.5 | South Central |  | 2014-09-10 |  |  | Executed
DC | Pinellas | Quality Pasadena Land Trust |  | Distribution |  | 101.92 | Solar | Non-Residential | 950 PASADENA AVE S | ST. PETERSBURG | FL | 33707 | Approved | NM-FL Net Metering | FL | 2014-07-14 | Connected | Photovoltaic |  | 86.632 | South Coastal |  | 2014-09-10 |  |  | Executed
DC | Robeson | Progressive Farm Solar LLC |  | Distribution | Qty 21,660 Canadian Solar CS6X-300P | 6498 | Solar | Non-Residential | Progressive Farm Road | Fairmont | NC | 28340 | Cancelled |  | PEC Carolinas |  | Cancelled | Photovoltaic |  | 4800 | Unknown | 3-phase | 2014-12-22 |  | 2014-12-22 | Cancelled
DC |  | Prospect Solar 1 LLC |  |  |  |  | Solar | Non-Residential | Prospect Church Rd | Durham | NC | 28336 | Cancelled |  | PEC Carolinas |  | Cancelled | Photovoltaic |  | 5000 | Unknown | 3-phase | 2014-10-26 |  | 2014-09-15 | Cancelled
DC |  | Prospect Solar 2 LLC |  |  |  |  | Solar | Non-Residential | Prospect Church Rd | Dunn | NC | 28336 | Cancelled |  | PEC Carolinas |  | Cancelled | Photovoltaic |  | 5000 | Unknown | 3-phase | 2014-10-26 |  | 2014-09-15 | Cancelled
DC | HAMILTON | PROWARE - NM | 3 phase |  | one hundred forty-four 230-W Yingli YL230P-29b solar modules | 33.12 | Solar | Non-Residential | 7621 KEMPER RD E | CINCINNATI | OH | 45249 | Approved | Rider NM - Net Metering Rider - OH | OH/KY | 2010-09-01 | Connected | Photovoltaic |  | 27.36 | Central | 208Y/120 |  |  |  | Executed
DC | Granville | Pruitt Solar 1 |  | Distribution |  |  | Solar | Non-Residential | Unknown | Oxford | NC | 27565 | Cancelled |  | PEC Carolinas |  | Cancelled | Photovoltaic |  | 4998 | Unknown |  | 2014-10-21 |  | 2014-08-14 | Cancelled
DC | Granville | Pruitt Solar 2 |  | Distribution |  |  | Solar | Non-Residential | Unknown | Oxford | NC | 27565 | Cancelled |  | PEC Carolinas |  | Cancelled | Photovoltaic |  | 4998 | Unknown |  | 2014-10-21 |  | 2014-08-14 | Cancelled
DC | New Hanover | Quarters, LLC |  | Distribution |  | 497 | Solar | Non-Residential | 3527 Hwy 421 N | Wilmington | NC | 28401 | Approved | Negotiated (NC) | PEC Carolinas | 2012-09-14 | Connected | Photovoltaic |  | 383 | Unknown |  | 2014-10-21 |  | 2012-03-15 | Executed
DC | TIPPECANOE | PURDUE UNIVERSITY AGROMONY FARM | 208Y/120 |  | twenty 115-W Evergreen Solar EC115 solar panels | 2.3 | Solar | Non-Residential | 4540 US HIGHWAY 52 W | WEST LAFAYETTE | IN | 47906 | Approved | Net Metering - Standard Contract Rider No. 57 | IN | 2007-10-25 | Connected | Photovoltaic |  | 2.3 | North | 3 phase |  |  |  | Executed
DC | Catawba | Flash Solar, LLC |  | Distribution | Qty 21780 (285 Watt) Trina TSM-285 PA14 | 6207.3 | Solar | Non-Residential | 4466 Meandering Way | Conover | NC | 28613 | Approved | PP-N NC - Non-Hydroelectric Qualifying Facilities | Carolinas |  | Under Construction | Photovoltaic |  | 5000 | Central | 3-phase | 2013-02-05 |  | 2013-02-05 | Open
DC | Hillsborough | Quentin Dehaan |  | Distribution |  | 5.06 | Solar | Residential | 20615 COUNTY LINE RD | Lutz | FL | 35558 | Approved | NM-FL Net Metering | FL | 2010-09-15 | Connected | Photovoltaic |  | 4.301 | South Coastal |  | 2014-09-10 |  |  | Executed
DC | Stanly | 23 |  | Distribution | (21660) Canadian Solar CS6X-300 W Panels | 6498 | Solar | Non-Residential | 20230 Hatley Rd | Oakboro | NC | 28129 | Approved | PP-N NC - Non-Hydroelectric Qualifying Facilities | Carolinas |  | Under Construction | Photovoltaic |  | 4950 | Central | 3-phase | 2012-10-15 |  | 2012-10-15 | Open
DC | Macon | First United Methodist Church |  | Distribution | Qty 39 (275 Watt) Solar World Sunmodule Plus SW275 Solar Panel | 10.73 | Solar | Non-Residential | 66 Harrison Ave | Franklin | NC | 28734 | Approved | NM-NC Net Metering | Carolinas | 2014-12-08 | Connected | Photovoltaic |  | 8.26 | Southern | 3-phase | 2014-09-26 | 2014-11-25 | 2014-09-26 | Executed
DC | Greenville | Fernell Dowell | 120/240 | Distribution |  | 0.76 | Solar | Residential | 1718 Winding Way | Taylors | SC | 29687 | Approved | NM-SC Net Metering | Carolinas | 2013-01-31 | Connected | Photovoltaic |  | 0.76 | Southern | Single | 2013-01-17 | 2013-02-01 | 2013-01-17 | Executed
DC | Mecklenburg | Felicia Eybl | 120/240 | Distribution | Qty 23 Sunpreme 280 GXB | 6.44 | Solar | Residential | 6638 Flat Creek Dr | Charlotte | NC | 28277 | Approved | NM-NC Net Metering | Carolinas | 2014-08-11 | Connected | Photovoltaic |  | 8.364 | Central | Single | 2014-07-24 | 2014-08-04 | 2014-07-24 | Executed
DC | Mecklenburg | Fabien Dass | 120/240 | Distribution | 42 Lightway PV 235W Module | 9.87 | Solar | Residential | 5233 Grenelefe Village Rd | Charlotte | NC | 28269 | Approved | NM-NC Net Metering | Carolinas | 2013-10-10 | Connected | Photovoltaic |  | 9.03 | Central | Single | 2013-07-24 | 2013-10-10 | 2013-07-24 | Executed
DC | Cumberland | Quincy Solar |  | Distribution |  |  | Solar | Non-Residential | Unknown | Fayetteville | NC | 28312 | Approved | NC CSP29-Cogeneration and Small Power Producer-Sell All | PEC Carolinas |  | Pending IA | Photovoltaic |  | 4000 | Eastern |  | 2014-10-21 |  | 2013-07-25 | Open
DC | Mecklenburg | Quinton R. Ladd | 120/240 | Distribution | Qty 10 250W Mage Solar Panels | 2.5 | Solar | Residential | 7007 Turtle Rock Ct | Charlotte | NC | 28277 | Pending | NM-NC Net Metering | Carolinas |  | Pending | Photovoltaic |  | 2.38 | Central | Single | 2015-06-08 |  | 2015-06-08 | Open
DC | Seminole | R Devivo |  | Distribution |  | 5 | Solar | Residential | 127 SAVANNAH PARK LOOP | Casselberry | FL | 32707 | Approved | NM-FL Net Metering | FL | 2010-07-26 | Connected | Photovoltaic |  | 4.25 | North Central |  | 2014-09-10 |  |  | Executed
DC | HAMILTON | R. JAMES SCHENK | single | Distribution | Qty 10 Sharp 250-W modules | 2.5 | Solar | Residential | 553 ENRIGHT | CINCINNATI | OH | 45205 | Approved | Rider NM - Net Metering Rider - OH | OH/KY | 2013-11-14 | Connected | Photovoltaic |  | 4 | Central | 120/240 | 2013-11-11 |  | 2013-11-11 | Executed
DC | Citrus | R Poole |  | Distribution |  | 4.8 | Solar | Residential | 5950 N ROSEWOOD DR | Beverly Hills | FL | 34465 | Approved | NM-FL Net Metering | FL | 2010-02-02 | Connected | Photovoltaic |  | 4.08 | North Coastal |  | 2014-09-10 |  |  | Executed
DC |  | F G Ferguson | 120/240 | Distribution | QTY 15 LG Mono X 280 Watt Panels | 4.2 | Solar | Residential | 120 Mary Ella Dr | Spartanburg | SC | 29301 | Approved | NM-SC Net Metering | Carolinas | 2014-12-04 | Connected | Photovoltaic |  | 3.75 | Southern | Single | 2014-11-12 | 2014-12-03 | 2014-11-12 | Executed
DC | Orange | Rabee Fattal | 120/240 | Distribution | Qty 40 (285 Watt) SW286 Mono | 11.4 | Solar | Residential | 5719 Argosy Ct | Orlando | FL | 32819 | Approved | NM-FL Net Metering | FL | 2015-03-17 | Connected | Photovoltaic |  | 9.69 | South Central | Single | 2015-03-11 |  | 2015-03-11 | Executed
| HAMILTON | R. JAMES SCHENK | single |  |  |  | Solar | Residential | 553 ENRIGHT | CINCINNATI | OH | 45205 | Approved | Rider NM - Net Metering Rider - OH | OH/KY | 2009-08-19 | Cancelled | Photovoltaic |  | 3 | Central | 120/240 |  |  |  | Cancelled
DC | Mecklenburg | Ezequiel Acosta | 120/240 | Distribution |  | 3.05 | Solar | Residential | 5217 Holly Fern Cir | Charlotte | NC | 28211 | Approved | NM-NC Net Metering | Carolinas | 2011-12-19 | Connected | Photovoltaic |  | 2.85 | Central | Single | 2011-11-22 |  | 2011-11-22 | Executed
DC | Volusia | Rachel Jackson |  | Distribution |  | 5.4 | Solar | Non-Residential | 2052 WARRENSFORD RD *PUMP | PIERSON | FL | 32180 | Approved | NM-FL Net Metering | FL | 2010-05-05 | Connected | Photovoltaic |  | 4.59 | North Central |  | 2014-09-10 |  |  | Executed
DC | Pinellas | Rachel Mccaskill |  | Distribution |  | 6.12 | Solar | Residential | 128 HARBOR DR | Palm Harbor | FL | 34683 | Approved | NM-FL Net Metering | FL | 2012-01-30 | Connected | Photovoltaic |  | 5.202 | South Coastal |  | 2014-09-10 |  |  | Executed
DC | Orange | Rachel Romano |  | Distribution |  | 4.6 | Solar | Residential | 10049 MARSH PINE CIR | Orlando | FL | 32832 | Approved | NM-FL Net Metering | FL | 2011-06-15 | Connected | Photovoltaic |  | 3.91 | South Central |  | 2014-09-10 |  |  | Executed
DC | Buncombe | Rachel Durchslag | 120/240 | Distribution | qty 14 SolarWorld Sunmodule SW 285 PV Modules | 3.99 | Solar | Residential | 93 Courtland Ave | Asheville | NC | 28801 | Pending | NC NM-Net Metering for Renewable Energy Facilities | PEC Carolinas |  | Pending | Photovoltaic |  |  | Western | Single | 2015-06-05 |  | 2015-06-05 | Open
DC | Hoke | Raeford Farm, LLC |  | Distribution |  | 6240 | Solar | Non-Residential | 1021 Saint Pauls Dr. #A | Raeford | NC | 28376 | Approved | NC CSP27-Cogeneration and Small Power Producer-Sell All | PEC Carolinas | 2012-11-19 | Connected | Photovoltaic |  | 4975 | Unknown |  | 2014-10-21 |  | 2011-08-18 | Executed
DC | ORANGE | Rafael Abreu | 120/240 | Distribution | SR-14-0139A | 7.14 | Solar | Residential | 3952 HEATHCOTE DR | ORLANDO | FL | 32829 | Approved | NM-FL Net Metering | FL | 2014-08-26 | Connected | Photovoltaic |  | 6.07 | South Central | Single | 2014-09-28 |  | 2014-09-28 | Executed
DC | Seminole | Rafael B Oriz | 120/240 | Distribution | Sunedison | 15.11 | Solar | Residential | 14220 Deljean Cir | Orlando | FL | 32828 | Approved | NM-FL Net Metering | FL | 2014-08-29 | Connected | Photovoltaic |  | 12.839 | North Central | Single | 2014-09-28 |  | 2014-09-28 | Executed
DC | Mecklenburg | Eugene W Roberts | 120/240 | Distribution | qty 4 Renesola Virtus II 250w solar panels | 1 | Solar | Residential | 5328 Grafton Dr | Charlotte | NC | 28215 | Approved | NM-NC Net Metering | Carolinas | 2015-04-02 | Connected | Photovoltaic |  | 0.86 | Central | Single | 2014-12-30 | 2015-04-01 | 2014-12-30 | Executed
DC | Orange | Rachel Royce | 120/240 | Distribution | Qty 13 RenSola 255W Solar Panels | 3.31 | Solar | Residential | 225 W King St | Hillsborough | NC | 27278 | Approved | NM-NC Net Metering | Carolinas |  | Pending Meter Set | Photovoltaic |  | 3 | Northern | Single | 2015-04-21 | 2015-06-17 | 2015-04-21 | Open
DC | WARREN | RAECHEL D. BRICKER | single |  | fifteen 167-W Sharp solar modules | 2.51 | Solar | Residential | 3521 CHESTNUT LANDING | MAINEVILLE | OH | 45039 | Approved | Rider NM - Net Metering Rider - OH | OH/KY | 2006-12-31 | Connected | Photovoltaic |  | 2.505 | North | 120/240 |  |  |  | Executed
DC | Orange | Rahn Shaw |  | Distribution |  | 3.34 | Solar | Residential | 3067 Cecelia Drive | Apopka | FL | 32703 | Approved | NM-FL Net Metering | FL | 2007-07-20 | Connected | Photovoltaic |  | 2.839 | North Central |  | 2014-09-10 |  |  | Executed
DC | Hoke | Raeford Jordan Farm, LLC |  | Distribution |  |  | Solar | Non-Residential | Unknown | Raeford | NC | 28376 | Approved |  | PEC Carolinas |  | Pending | Photovoltaic |  | 5000 | Unknown |  | 2014-10-21 |  | 2014-06-17 | Open
DC | ORANGE | Rafael Abreu |  | Distribution |  | 3.57 | Solar | Residential | 3952 HEATHCOTE DR | ORLANDO | FL | 32829 | Approved | NM-FL Net Metering | FL | 2014-06-11 | Superseded | Photovoltaic |  | 3.03 | South Central |  | 2014-09-10 |  |  | Superceded
DC | Warren | Rahul Bobbili | 120/240 | Distribution | nineteen 260-W Sova solar panels | 4.94 | Solar | Residential | 6944 Heritage Club Drive | Mason | OH | 45040 | Approved | Rider NM - Net Metering Rider - OH | OH/KY | 2014-07-15 | Connected | Photovoltaic |  | 4.94 | North | Single | 2014-06-12 |  | 2014-06-12 | Executed
DC | Robeson | Railroad Farm 2, LLC |  | Distribution | Canadian Solar MaxPower CS6X Qty- 21,660 |  | Solar | Non-Residential | 479 Shaw Mill Rd. | St. Pauls | NC | 28384 | Approved | NC CSP27-Cogeneration and Small Power Producer-Sell All | PEC Carolinas | 2014-10-20 | Connected | Photovoltaic |  | 4998 | Unknown |  | 2014-10-21 |  | 2013-10-30 | Executed
DC | Robeson | Railroad Farm, LLC |  | Distribution |  | 6240 | Solar | Non-Residential | 737 N Railroad St. | Saint Pauls | NC | 28384 | Approved | NC CSP27-Cogeneration and Small Power Producer-Sell All | PEC Carolinas | 2012-09-28 | Connected | Photovoltaic |  | 4975 | Unknown |  | 2014-10-21 |  | 2011-10-07 | Executed
DC |  | Ragnar Solar, LLC |  | Distribution |  |  | Solar | Non-Residential | Unknown | Fair Bluff | NC | 0 | Cancelled |  | PEC Carolinas |  | Cancelled | Photovoltaic |  | 5000 | Unknown |  | 2014-10-21 |  | 2013-08-02 | Cancelled
DC | Lake | Rainard Ariemma | 120/240 | Distribution |  | 8.25 | Solar | Residential | 308 SALT MARSH LN, SOLAR PWR | Groveland | FL | 34736 | Approved | NM-FL Net Metering | FL | 2015-01-05 | Connected | Photovoltaic |  | 7.01 | South Central | Single | 2015-01-04 |  | 2015-01-04 | Executed
DC | Burke | Eugene Olsen | 120/240 | Distribution | 12 SolarWorld SW 280 Mono 270W panels | 3.36 | Solar | Residential | 4092 Dense Acre Trl | Nebo | NC | 28761 | Approved | NM-NC Net Metering | Carolinas | 2014-12-31 | Connected | Photovoltaic |  | 3 | Central | Single | 2014-11-11 | 2014-12-23 | 2014-11-11 | Executed
DC | Mecklenburg | Ethan and Kimberley Balcos | 120/240 | Distribution | 18 Solarworld 250W Solar Panels | 4.5 | Solar | Residential | 6622 Pencade Ln | Charlotte | NC | 28215 | Approved | NM-NC Net Metering | Carolinas | 2014-10-08 | Connected | Photovoltaic |  | 4.5 | Central | Single | 2014-09-05 | 2014-10-06 | 2014-09-05 | Executed
DC | Mecklenburg | Erron Brady | 120/240 | Distribution | qty 18 Sunpower X21-345 solar panels | 6.21 | Solar | Residential | 5402 Shoal Brooks Ct | Charlotte | NC | 28277 | Approved | NM-NC Net Metering | Carolinas | 2015-01-20 | Connected | Photovoltaic |  | 6 | Central | Single | 2014-11-05 | 2015-01-19 | 2014-11-05 | Executed
DC |  | Railroad Farm 2, LLC |  | Distribution |  |  | Solar | Non-Residential | 479 Shaw Mill Rd. | St. Pauls | NC | 28384 | Cancelled |  | PEC Carolinas |  | Cancelled | Photovoltaic |  | 5000 | Unknown |  | 2014-10-21 |  | 2012-06-19 | Cancelled
DC |  | Railroad Farm 2, LLC |  | Distribution |  |  | Solar | Non-Residential | 479 Shaw Mill Rd. | St. Pauls | NC | 28384 | Cancelled |  | PEC Carolinas |  | Cancelled | Photovoltaic |  | 5000 | Unknown |  | 2014-10-21 |  | 2012-08-27 | Cancelled
DC | Robeson | Railroad Solar Farm LLC |  | Distribution |  |  | Solar | Non-Residential | 409 E. Railroad Street | Pembroke | NC | 28372 | Approved |  | PEC Carolinas |  | Under Construction | Photovoltaic |  | 4000 | Unknown |  | 2014-10-21 |  | 2013-04-26 | Open
DC | Henderson | Ernest L. Smith | 120/240 | Distribution |  | 4.9 | Solar | Residential | 35 Falls Ln | Hendersonville | NC | 28739 | Approved | NM-NC Net Metering | Carolinas | 2010-11-23 | Connected | Photovoltaic |  | 4.9 | Southern | Single | 2011-04-07 |  | 2010-10-21 | Executed
DC | Wake | Ernest E. McConnell | 120/240 | Distribution |  | 2.82 | Solar | Residential | 3028 Ethan Ln | Raleigh | NC | 27613 | Approved | SCG-NC Small Customer Generator Rider | Carolinas | 2011-02-14 | Connected | Photovoltaic |  | 2.82 | Northern | Single | 2011-04-07 |  | 2011-02-09 | Executed
DC | Pinellas | Ralph A and Rose Morton Jr. | 120/240 | Distribution | Qty 18 (275 Watt) SolarWorld SW275 Solar Panels | 4.95 | Solar | Residential | 2240 Donato Dr | Belleair Beach | FL | 33786 | Approved | NM-FL Net Metering | FL | 2015-02-13 | Connected | Photovoltaic |  | 4.21 | South Coastal | Single | 2015-01-19 |  | 2015-01-19 | Executed
DC |  | Ralph Aiello | 120/240 | Distribution | Qty 29 Solar World-280w, solar panels | 8.12 | Solar | Residential | 521 S Pine Meadow Dr. | Debary | FL | 32713 | Approved | NM-FL Net Metering | FL | 2015-04-16 | Connected | Photovoltaic |  | 6.9 | North Central | Single | 2015-04-13 |  | 2015-04-13 | Executed
DC | Chatham | Ralph E. & Sue Davis & Monica S Ball | 120/240 | Distribution | Qty 24 (225 Watt) SunPower SPR-225E-BLK-U | 5.4 | Solar | Residential | 1411 Briar Chapel Parkway | Chapel Hill | NC | 27516 | Approved | NC NM-Net Metering for Renewable Energy Facilities | PEC Carolinas | 2013-12-09 | Connected | Photovoltaic |  | 3.2 | Northern | Single | 2013-10-15 |  | 2013-10-15 | Executed
DC | Polk | Ralph Taylor |  | Distribution |  | 5.06 | Solar | Residential | 808 HUNTINGDALE CT | Davenport | FL | 33837 | Approved | NM-FL Net Metering | FL | 2010-04-13 | Connected | Photovoltaic |  | 4.301 | South Central |  | 2014-09-10 |  |  | Executed
DC | Spartanburg | Ernest Arnold | 120/240 | Distribution | QTY 4 Sunmode 270 Modules | 1.08 | Solar | Residential | 225 Swansea Rd | Spartanburg | SC | 29307 | Approved | NM-SC Net Metering | Carolinas | 2014-01-17 | Connected | Photovoltaic |  | 0.86 | Southern | Single | 2013-12-27 | 2014-01-16 | 2013-12-27 | Executed
DC | Pinellas | Ramdularie Paltoo | 120/240 | Distribution | Renesola | 2 | Solar | Residential | 3149 LAS OLAS DR | Dunedin | FL | 34698 | Approved | NM-FL Net Metering | FL | 2014-11-06 | Connected | Photovoltaic |  | 1.7 | South Coastal | Single | 2014-11-04 |  | 2014-11-04 | Executed
DC | NEW HANOVER | Ralph Bertram Williams, Jr. | 120/240 |  |  | 5.25 | Wind | Non-Residential | 1839 Farley Dr | Wilmington | NC | 28405 | Approved | NC CSP-Cogeneration and Small Power Producer-Sell All | PEC Carolinas | 2011-07-19 | Connected | Turbine |  | 4.2 | Eastern | Single | 2012-10-18 |  |  | Executed
DC | Durham | Erik P. Raudsep | 120/240 | Distribution |  | 5.7 | Solar | Residential | 17 Fielding Ct | Durham | NC | 27703 | Approved | PP-N NC - Non-Hydroelectric Qualifying Facilities | Carolinas | 2010-12-07 | Connected | Photovoltaic | Raudsep PV Installation | 5 | Northern | Single | 2011-04-07 |  | 2010-11-10 | Executed
DC | CHATHAM | Ralph E. & Sue Davis & Monica S Ball | 120/240 |  |  | 5.2 | Solar | Residential | 1411 Briar Chapel Parkway | Chapel Hill | NC | 27516 | Approved | NC CSP-Cogeneration and Small Power Producer-Sell All | PEC Carolinas | 2010-11-05 | Cancelled | Photovoltaic |  | 4.16 | Northern | Single | 2012-10-18 |  |  | Cancelled
DC |  | Ramon Cardona | 120/240 | Distribution | twenty-four Mage Solar 240/6 PL 260-W solar modules | 6.24 | Solar | Residential | 3972 Old Carriage Ct | Loveland | OH | 45140 | Approved | Rider NM - Net Metering Rider - OH | OH/KY | 2012-12-06 | Connected | Photovoltaic |  | 5 | North | Single | 2012-11-29 |  | 2012-11-29 | Executed
DC | Cabarrus | Erik Jorgensen | 120/240 | Distribution | qty 8 renesola jc250m-24/Bbh | 2 | Solar | Residential | 8637 Warwick Lane | Harrisburg | NC | 28075 | Approved | NM-NC Net Metering | Carolinas | 2015-02-17 | Connected | Photovoltaic |  | 1.72 | Central | Single | 2014-11-12 | 2015-02-16 | 2014-11-12 | Executed
DC | Orange | Ramanathan Ramaswamy | 120/240 | Distribution | Qty 24 SunPower SPR 327-watts, Solar Panels | 7.85 | Solar | Residential | 2854 Balfron Tower Way | Winter Garden | FL | 34787 | Approved | NM-FL Net Metering | FL | 2015-06-04 | Pending Meter Set | Photovoltaic |  | 6.67 | South Central | Single | 2015-04-21 |  | 2015-04-21 | Open
DC | ORANGE | Randal Skilling |  | Distribution |  | 9.75 | Solar | Residential | 14516 OCITA CT | ORLANDO | FL | 32837 | Approved | NM-FL Net Metering | FL | 2013-09-17 | Connected | Photovoltaic |  | 8.288 | South Central |  | 2014-09-10 |  |  | Executed
DC | Pasco | Randal W Bland | 120/240 | Distribution | Qty 40 (285 Watt) SolarWorld SW285 | 11.4 | Solar | Residential | 23103 Eagles Watch DR | Land O Lakes | FL | 34639 | Approved | NM-FL Net Metering | FL | 2015-02-27 | Connected | Photovoltaic |  | 9.69 | South Coastal | Single | 2015-02-19 |  | 2015-02-19 | Executed
DC | Buncombe | Randall D Johnson | 120/240 | Distribution | Qty 15 (270 Watt) SolarWorld 270 | 4.05 | Solar | Residential | 86 Kimberly Knoll Dr. | Asheville | NC | 28804 | Approved | NM-NC Net Metering | PEC Carolinas | 2014-12-08 | Connected | Photovoltaic |  | 3.12 | Western | Single | 2014-06-11 |  | 2014-06-11 | Executed
DC |  | Randall Hamilton | 120/240 | Distribution | eight 208-W Sharp ND-208U1F solar modules | 1.66 | Solar | Residential | 1416 Thomson Heights | Cincinnati | OH | 45223 | Approved | Rider NM - Net Metering Rider - OH | OH/KY | 2011-05-24 | Connected | Photovoltaic |  | 1.664 | South | Single | 2011-05-18 |  | 2011-05-18 | Executed
DC | Durham | Erik D. Frederick | 120/240 | Distribution |  | 2.16 | Solar | Residential | 3711 Fews Ford Ln | Durham | NC | 27712 | Approved | NM-NC Net Metering | Carolinas | 2009-03-10 | Connected | Photovoltaic |  | 2.16 | Northern | Single | 2011-04-07 |  | 2009-02-27 | Executed
DC | MECKLENBURG | Eric Winter | 120/240 | Distribution | QTY 18 335W SUNPOWER X21 SOLAR PANELS | 6.03 | Solar | Residential | 8300 Fairview Rd | Charlotte | NC | 28226 | Approved | NM-NC Net Metering | Carolinas | 2015-02-23 | Connected | Photovoltaic |  | 6 | Central | Single | 2015-01-22 | 2015-02-20 | 2015-01-22 | Executed
DC | Gaston | Eric W Shively | 120/240 | Distribution | Qty 11 LG 275 W Solar Panels | 3.03 | Solar | Residential | 817 Dallas Spencer Mtn Rd. | Dallas | NC | 28034 | Approved | NM-NC Net Metering | Carolinas | 2014-08-18 | Connected | Photovoltaic |  | 3.928 | Central | Single | 2014-07-24 | 2014-08-07 | 2014-07-24 | Executed
DC | Wake | Randy Hardee | 120/240 | Distribution | 12 60 Watt Self Built Solar Panels | 1.2 | Solar | Residential | 209 White Oak Farm Rd | Willow Spring | NC | 27592 | Approved | NC NM-Net Metering for Renewable Energy Facilities | PEC Carolinas | 2013-10-17 | Connected | Photovoltaic |  | 0.96 | Northern | Single | 2013-01-07 |  | 2013-01-07 | Executed
DC | Union | Eric Gaylord | 120/240 | Distribution |  | 4.23 | Solar | Residential | 5117 Panhandle Circle | Matthews | NC | 28104 | Approved | PP-N NC - Non-Hydroelectric Qualifying Facilities | Carolinas | 2011-06-06 | Connected | Photovoltaic | Gaylord PV Installation | 4 | Central | Single | 2011-05-16 |  | 2011-04-27 | Executed
DC | Pinellas | Randy Lauderdale | 120/240 | Distribution | Phono Solar | 1.25 | Solar | Residential | 5996 36th Ave N | St. Petersburg | FL | 33710 | Approved | NM-FL Net Metering | FL | 2014-09-22 | Connected | Photovoltaic |  | 1.06 | South Coastal | Single | 2014-09-23 |  | 2014-09-23 | Executed
DC | WAKE | Randy D. Secrist | 120/240 |  |  | 3.54 | Solar | Residential | 5000 Lennoraway Drive | Raleigh | NC | 27613 | Approved | NC CSP-Cogeneration and Small Power Producer-Sell All | PEC Carolinas | 2010-11-19 | Connected | Photovoltaic |  | 2.83 | Northern | Single | 2012-10-18 |  |  | Executed
DC | Greenville | ERF Administrative Services | 120/240 | Distribution | QTY: 44 SunPower SPR-327 | 14.39 | Solar | Non-Residential | 2101 Laurens Rd. | Greenville | SC | 29607 | Approved | NM-SC Net Metering | Carolinas | 2014-02-10 | Connected | Photovoltaic |  | 14 | Southern | Single | 2013-11-01 | 2014-01-13 | 2013-11-01 | Executed
DC | Buncombe | Randy Shull | 120/240 | Distribution | QTY 16 270 Solar World Panels | 4.32 | Solar | Residential | 99 Horizon Hill | Asheville | NC | 28804 | Pending | NC NM-Net Metering for Renewable Energy Facilities | PEC Carolinas | 2014-07-14 | Connected | Photovoltaic |  | 3.33 | Western | Single | 2014-05-21 |  | 2014-05-21 | Executed
DC | CHATHAM | Randy K. Baker | 120/240 |  |  | 3.1 | Solar | Residential | 213 Bingham Ridge | Pittsboro | NC | 27312 | Approved | NC CSP-Cogeneration and Small Power Producer-Sell All | PEC Carolinas | 2008-03-27 | Connected | Photovoltaic |  | 2.48 | Northern | Single | 2012-10-18 |  |  | Executed
DC | CHATHAM | Randy K. Baker | 120/240 | Distribution |  | 3.1 | Solar | Residential | 213 Bingham Ridge | Pittsboro | NC | 27312 | Approved | NC NM-Net Metering for Renewable Energy Facilities | PEC Carolinas | 2013-10-09 | Cancelled | Photovoltaic |  | 2.48 | Northern | Single | 2013-08-22 |  | 2013-08-22 | Cancelled
DC | Orange | Randy Spitza |  | Distribution |  | 5.28 | Solar | Residential | 2217 BLACK LAKE BLVD | Winter Garden | FL | 34787 | Approved | NM-FL Net Metering | FL | 2011-06-07 | Connected | Photovoltaic |  | 4.488 | South Central |  | 2014-09-10 |  |  | Executed
DC | Henderson | Episcpl Ch of Hly Fm | 120/240 | Distribution | Qty 30 270W Sunmodule Solar Panels | 8.1 | Solar | Non-Residential | 419 Turnpike Rd | Horse Shoe | NC | 28742 | Approved | NM-NC Net Metering | Carolinas | 2014-10-14 | Connected | Photovoltaic |  | 10.519 | Southern | Single | 2014-08-11 | 2014-10-13 | 2014-08-11 | Executed
DC | Seminole | Randy Vanbuskirk |  | Distribution |  | 8 | Solar | Residential | 312 RADEBAUGH DRIVE | LONGWOOD | FL | 32779 | Approved | NM-FL Net Metering | FL | 2013-04-01 | Connected | Photovoltaic |  | 6.8 | North Central |  | 2014-09-10 |  |  | Executed
DC | Pinellas | Ray Backus |  | Distribution |  | 4.95 | Solar | Residential | 223 DUNBRIDGE DR | Palm Harbor | FL | 34684 | Approved | NM-FL Net Metering | FL | 2009-09-18 | Connected | Photovoltaic |  | 4.208 | South Coastal |  | 2014-09-10 |  |  | Executed
DC | Volusia | Ray Chasez |  | Distribution |  | 11.55 | Solar | Residential | 403 River Dr | Debary | FL | 32713 | Approved | NM-FL Net Metering | FL | 2009-01-26 | Connected | Photovoltaic |  | 9.818 | North Central |  | 2014-09-10 |  |  | Executed
DC | Franklin | Ray Family Farms, LLC | 120/240 | Distribution |  | 9.5 | Solar | Non-Residential | 6913 Pearces Road | Louisburg | NC | 27549 | Approved | NC NM-Net Metering for Renewable Energy Facilities | PEC Carolinas | 2011-11-21 | Connected | Photovoltaic |  | 7.6 | Northern | Single | 2012-10-18 |  |  | Executed
DC | Pinellas | Ray Absher |  | Distribution |  | 2.7 | Solar | Residential | 1746 HUNT LN | Clearwater | FL | 33756 | Approved | NM-FL Net Metering | FL | 2011-09-13 | Connected | Photovoltaic |  | 2.295 | South Coastal |  | 2014-09-10 |  |  | Executed
DC | Florence | Rankin Solar Center LLC |  | Distribution | Qty 42,768 Yingli YL 305-35b | 13044.24 | Solar | Non-Residential | Corrie Farm Rd | Florence | SC | 29506 | Pending |  | PEC Carolinas |  | Pending | Photovoltaic |  | 10200 | Unknown | 3-phase | 2014-12-23 |  | 2014-12-23 | Open
DC | NEW HANOVER | Rano Thomas Mathew | 120/240 |  |  | 4.88 | Solar | Residential | 2624 Coulter Place | Wilmington | NC | 28403 | Approved | NC CSP-Cogeneration and Small Power Producer-Sell All | PEC Carolinas | 2012-07-13 | Connected | Photovoltaic |  | 3.9 | Eastern | Single | 2012-10-18 |  |  | Executed
DC | WAKE | Ravi Lyengar | 120/240 |  |  | 2 | Solar | Residential | 1413 Fairway Ridge Dr. | Raleigh | NC | 27606 | Approved | NC CSP-Cogeneration and Small Power Producer-Sell All | PEC Carolinas | 2011-03-03 | Connected | Photovoltaic |  | 1.6 | Northern | Single | 2012-10-18 |  |  | Executed
DC | Mecklenburg | Ravi Kumar | 120/240 | Distribution | Qty 25 Sunpreme 300W Solar Panel | 7.5 | Solar | Residential | 2241 Sagamore Rd | Charlotte | NC | 28209 | Pending | NM-NC Net Metering | Carolinas |  | Pending | Photovoltaic |  | 7 | Central | Single | 2014-11-05 |  | 2014-11-05 | Open
DC | LAKE | Ray Villegas |  | Distribution |  | 6.25 | Solar | Residential | 383 SILVER MAPLE RD, SOLAR PWR | GROVELAND | FL | 34736 | Approved | NM-FL Net Metering | FL | 2014-04-28 | Connected | Photovoltaic |  | 5.313 | South Central |  | 2014-09-10 |  |  | Executed
DC | Caldwell | Enno Roellgen | 120/240 | Distribution |  | 1.4 | Solar | Residential | 1003 Plantation Drive | Lenoir | NC | 28645 | Approved | NM-NC Net Metering | Carolinas | 2011-09-30 | Connected | Photovoltaic |  | 1.4 | Central | Single | 2011-08-05 |  | 2011-08-05 | Executed
DC | McDowell | England Builders, Inc. - NM | 480Y/277 | Distribution |  | 20.16 | Solar | Non-Residential | 260 Barnes Rd | Marion | NC | 28752 | Approved | SCG-NC Small Customer Generator Rider | Carolinas | 2011-02-23 | Connected | Photovoltaic |  | 18 | Central | 3-phase | 2011-04-07 |  | 2011-01-19 | Executed
DC | Orange | Raymond Straub |  | Distribution |  | 6.9 | Solar | Residential | 200 CHUTNEY DR | Orlando | FL | 32825 | Approved | NM-FL Net Metering | FL | 2011-05-12 | Connected | Photovoltaic |  | 5.865 | South Central |  | 2014-09-10 |  |  | Executed
DC | Harnett | Raymond Cole | 120/240 | Distribution | QTY 12 Green Triplex 260 Solar panels | 3.12 | Solar | Residential | 1175 Moores Chapel RD | Lillington | NC | 27546 | Approved | NC NM-Net Metering for Renewable Energy Facilities | PEC Carolinas | 2014-03-11 | Connected | Photovoltaic |  | 2.58 | Eastern | Single | 2014-01-31 |  | 2014-01-31 | Executed
DC | LAKE | Raymond Loyko |  | Distribution |  | 6.5 | Solar | Residential | 349 SILVER MAPLE RD, SOLAR PWR | GROVELAND | FL | 34736 | Approved | NM-FL Net Metering | FL | 2014-08-06 | Connected | Photovoltaic |  | 5.525 | South Central |  | 2014-09-10 |  |  | Executed
DC | Davie | RayLen Vineyards, Inc. | 208Y/120 | Distribution |  | 9.88 | Solar | Non-Residential | 3577 U.S. Highway 158 | Mocksville | NC | 27028 | Cancelled | PP-N NC - Non-Hydroelectric Qualifying Facilities | Carolinas | 2009-09-25 | Cancelled | Photovoltaic | RayLen Vineyards PV Installation | 9.88 | Northern | 3-phase | 2011-04-07 |  | 2009-09-01 | Cancelled
DC |  | Raymond Day | 120/240 | Distribution | Three 185 Watt Suntech Solar panels | 0.56 | Solar | Residential | 3291 Pitzer Road | Bethel | OH | 45106 | Approved | Rider NM - Net Metering Rider - OH | OH/KY | 2011-09-16 | Connected | Photovoltaic |  | 9.11 | South | Single | 2011-09-14 |  | 2011-09-14 | Executed
DC | Highlands | Raymond Dorn |  | Distribution |  | 4.73 | Solar | Residential | 6224 Granada Blvd | Sebring | FL | 33872 | Approved | NM-FL Net Metering | FL | 2008-06-03 | Connected | Photovoltaic |  | 4.016 | South Central |  | 2014-09-10 |  |  | Executed
DC | Orange | Raymond Kirk |  | Distribution |  | 2 | Solar | Residential | 2089 Shady Hill Ter | Winter Park | FL | 32789 | Approved | NM-FL Net Metering | FL | 2009-01-14 | Connected | Photovoltaic |  | 1.7 | North Central |  | 2014-09-10 |  |  | Executed
DC | Volusia | Raymond Agurkis |  | Distribution |  | 5.15 | Solar | Residential | 511 RIDGEWAY BLVD | Deland | FL | 32724 | Approved | NM-FL Net Metering | FL | 2009-11-23 | Connected | Photovoltaic |  | 4.378 | North Central |  | 2014-09-10 |  |  | Executed
DC |  | Raymond Day | 120/240 | Distribution |  | 2.45 | Solar | Residential | 3291 Pitzer Road | Bethel | OH | 45106 | Approved | Rider NM - Net Metering Rider - OH | OH/KY | 2011-05-03 | Superseded | Photovoltaic |  | 2.45 | South | Single | 2011-05-02 |  | 2011-05-02 | Superceded
DC |  | Raymond Day | 120/240 | Distribution | Thirty-Three 185 Watt Suntech Solar Panels | 6.1 | Solar | Residential | 3291 Pitzer Road | Bethel | OH | 45106 | Approved | Rider NM - Net Metering Rider - OH | OH/KY | 2011-08-11 | Superseded | Photovoltaic |  | 8.55 | South | Single | 2011-07-29 |  | 2011-07-29 | Superceded
DC | Orange | Raymond M Terry | 120/240 | Distribution | Solar World | 11 | Solar | Residential | 427 PRESTWICK DR | Davenport | FL | 33897 | Approved | NM-FL Net Metering | FL | 2014-12-16 | Connected | Photovoltaic |  | 9.35 | South Central | Single | 2014-12-18 |  | 2014-12-18 | Executed
DC | Durham | Emily Kate Hannapel | 120/240 | Distribution | 18 REC250PE BLK 250W Panels | 4.5 | Solar | Residential | 510 Oakwood Ave | Durham | NC | 27701 | Approved | NM-NC Net Metering | Carolinas | 2014-07-22 | Connected | Photovoltaic |  | 3.5 | Northern | Single | 2014-06-17 | 2014-07-17 | 2014-06-17 | Executed
DC | Lake | Raymond Proch | 120/240 | Distribution | Qty 28 Yingli, YL250P-29b solar panels | 7 | Solar | Residential | 346 Salt Marsh Lane | Groveland | FL | 34736 | Approved | NM-FL Net Metering | FL | 2015-04-28 | Connected | Photovoltaic |  | 5.95 | South Central | Single | 2015-04-27 |  | 2015-04-27 | Executed
DC | Volusia | Raymond Berlinger |  | Distribution |  | 3 | Solar | Residential | 1371 BRAYFORD PT | Deland | FL | 32724 | Approved | NM-FL Net Metering | FL | 2009-10-05 | Connected | Photovoltaic |  | 2.55 | North Central |  | 2014-09-10 |  |  | Executed
DC | Jefferson | Rbt Partners Lp - 1St Installation |  | Distribution |  | 27.6 | Solar | Non-Residential | 9198 S JEFFERSON, LARGER BARN | MONTICELLO | FL | 32344 | Approved | NM-FL Net Metering | FL | 2008-11-04 | Connected | Photovoltaic |  | 23.46 | North Coastal |  | 2014-09-10 |  |  | Executed
DC | Jefferson | Rbt Partners Lp - 2Nd Installation |  | Distribution |  | 9.6 | Solar | Non-Residential | 9198 S JEFFERSON, DUCK POND PUMP | MONTICELLO | FL | 32344 | Approved | NM-FL Net Metering | FL | 2012-03-01 | Connected | Photovoltaic |  | 8.16 | North Coastal |  | 2014-09-10 |  |  | Executed
DC | Guilford | Emily J Wilson | 120/240 | Distribution | Qty 12 Suniva OPT - 260-601B0 Monocrystalline modules | 3.12 | Solar | Residential | 8503 Hollow River Ct | Oak Ridge | NC | 27310 | Approved | NM-NC Net Metering | Carolinas | 2014-09-24 | Connected | Photovoltaic |  | 4.052 | Northern | Single | 2014-08-11 | 2014-09-23 | 2014-08-11 | Executed
DC | Mecklenburg | Emily J Urbanek | 120/240 | Distribution | Qty 15 Solarworld 250W Solar Panels | 3.75 | Solar | Residential | 11049 Hunter Trail Ln | Charlotte | NC | 28226 | Approved | NM-NC Net Metering | Carolinas | 2014-12-31 | Connected | Photovoltaic |  | 3.75 | Central | Single | 2014-11-11 | 2014-12-30 | 2014-11-11 | Executed
DC | Catawba | RB Solar |  | Distribution | Qty 20292 315W Rec Peak Energy 72 Series Solar Panels | 6391.98 | Solar | Non-Residential | 3682 N Oxford St | Claremont | NC | 28610 | Pending | PP-N NC - Non-Hydroelectric Qualifying Facilities | Carolinas |  | Pending | Photovoltaic |  | 4984 | Central | 3-phase | 2015-05-15 |  | 2015-05-15 | Open
DC | Guilford | Elsewhere Living Museum | 208Y/120 | Distribution |  | 4.8 | Solar | Non-Residential | 606 S Elm Street | Greensboro | NC | 27406 | Approved | PP-N NC - Non-Hydroelectric Qualifying Facilities | Carolinas | 2012-02-22 | Connected | Photovoltaic | ELM PV Installation | 4.8 | Northern | Single | 2011-11-18 |  | 2011-11-18 | Executed
DC | ORANGE | Rebecca Sharp |  | Distribution |  | 5 | Solar | Residential | 3002 NEEDLES DR | ORLANDO | FL | 32810 | Approved | NM-FL Net Metering | FL | 2014-06-11 | Connected | Photovoltaic |  | 4.25 | North Central |  | 2014-09-10 |  |  | Executed
DC | CLERMONT | REAL HOME SERVICES & SOLUT | single |  |  |  | Solar | Non-Residential | 4105 WOODMONT DR | BATAVIA | OH | 45103 | Approved | Rider NM - Net Metering Rider - OH | OH/KY | 2009-04-29 | Connected | Photovoltaic |  | 0.38 | East | 120/240 |  |  |  | Executed
DC | Buncombe | Rebecca L Withrow | 120/240 | Distribution | QTY 14 LG Monox 260W | 3.64 | Solar | Residential | 33 Woodrow Ave | Asheville | NC | 28801 | Approved | NC NM-Net Metering for Renewable Energy Facilities | PEC Carolinas | 2014-05-07 | Connected | Photovoltaic |  | 3.64 | Western | Single | 2014-03-26 |  | 2014-03-26 | Executed
DC | Wake | Rebecca S and Jon Showalter | 120/240 | Distribution | Qty 260 (260 Watt) SunEdison F260 Solar Module | 5.72 | Solar | Residential | 921 Walkertown Dr | Raleigh | NC | 27614 | Approved | NC NM-Net Metering for Renewable Energy Facilities | PEC Carolinas | 2014-01-22 | Connected | Photovoltaic |  | 5 | Northern | Single | 2013-10-30 |  | 2013-10-30 | Executed
DC | Polk | Rebecca E. Cleland and Ben Seymour | 120/240 | Distribution |  | 1.94 | Solar | Residential | 2142 Coxe Rd | Tryon | NC | 28782 | Approved | SCG-NC Small Customer Generator Rider | Carolinas | 2009-07-17 | Superseded | Photovoltaic |  | 1.94 | Southern | Single | 2011-04-07 |  | 2009-06-30 | Superceded
DC | Wake | Rebecca Skaar | 120/240 | Distribution | 16 LG 300W Solar Panels | 4.8 | Solar | Residential | 113 Hidden Stream | Apex | NC | 27539 | Approved | NC NM-Net Metering for Renewable Energy Facilities | PEC Carolinas | 2015-01-12 | Connected | Photovoltaic |  | 3.696 | Northern | Single | 2014-12-09 |  | 2014-12-09 | Executed
DC | Orange | Rebecca Stafford |  | Distribution |  | 5.76 | Solar | Residential | 1355 Kelso Blvd | Windermere | FL | 34786 | Approved | NM-FL Net Metering | FL | 2008-04-17 | Connected | Photovoltaic |  | 4.896 | South Central |  | 2014-09-10 |  |  | Executed
DC | Alamance | Elon Community Solar LLC | 120/240 | Distribution | 20 250 W Suniva solar Modules | 5 | Solar | Non-Residential | 271 N Williamson | Elon | NC | 27244 | Approved | PP-N NC - Non-Hydroelectric Qualifying Facilities | Carolinas | 2013-03-20 | Connected | Photovoltaic | Elon Community Solar PV Installation | 5 | Northern | Single | 2012-12-26 | 2013-03-08 | 2012-12-26 | Executed
DC | VIGO | REBECCA J MINER | 120/240 |  | Skystream 3.7 wind turbine | 2.4 | Wind | Residential | 7100 REITER PL N | W TERRE HAUTE | IN | 47885 | Approved | Net Metering - Standard Contract Rider No. 57 | IN | 2010-11-20 | Connected | Turbine |  | 2.4 | Soutwest | Single |  |  |  | Executed
DC | Mecklenburg | Ellis Waugh | 120/240 | Distribution | Qty 5 ReneSola SW 250 W Solar Panels | 1.25 | Solar | Residential | 1108 Log Cabin Rd | Charlotte | NC | 28213 | Approved | NM-NC Net Metering | Carolinas | 2014-12-19 | Connected | Photovoltaic |  | 1.08 | Central | Single | 2014-09-15 | 2014-12-17 | 2014-09-15 | Executed
DC | Wake | Rebecca Worters | 120/240 | Distribution | qty 16 270w SolarWorld PV Modules | 4.32 | Solar | Residential | 1204 Haynes Street | Raleigh | NC | 27604 | Approved | NC NM-Net Metering for Renewable Energy Facilities | PEC Carolinas | 2015-04-09 | Connected | Photovoltaic |  | 3.84 | Northern | Single | 2015-01-30 |  | 2015-01-30 | Executed
DC | Alamance | Elliana Solar, LLC | 12,470Y/7,200 | Distribution | (13,068) Trina TSM-285 PA14 W Panels | 3724.38 | Solar | Non-Residential | 1444 Deer Run Trail | Burlington | NC | 27217 | Approved | PP-N NC - Non-Hydroelectric Qualifying Facilities | Carolinas |  | Under Construction | Photovoltaic |  | 3000 | Northern | 3-phase | 2012-10-23 |  | 2012-10-23 | Open
DC | Warren | Red Hill Solar Center, LLC |  | Distribution |  | 6400 | Solar | Non-Residential | 401 Red Hill Loop | Warrenton | NC | 27589 | Approved | NC CSP27-Cogeneration and Small Power Producer-Sell All | PEC Carolinas | 2014-12-12 | Connected | Photovoltaic |  | 4990 | Unknown |  | 2014-10-21 |  | 2012-10-08 | Executed
DC | Wake | Red Toad II, LLC |  | Distribution |  | 500 | Solar | Non-Residential | 8013 Purfoy Road | Fuquay Varina | NC | 27526 | Approved | Negotiated (NC) | PEC Carolinas | 2011-12-19 | Connected | Other |  | 410 | Unknown |  | 2014-10-21 |  | 2011-08-04 | Executed
DC | Mecklenburg | Ellen Nunn | 120/240 | Distribution | 14 SunPower 327 | 4.58 | Solar | Residential | 10318 Fairbourne court | Charltote | NC | 28269 | Approved | NM-NC Net Metering | Carolinas | 2013-05-15 | Connected | Photovoltaic |  | 4.578 | Central | Single | 2013-04-03 | 2013-05-13 | 2013-04-03 | Executed
DC | Durham | Ellen C Cassilly | 208Y/120 | Distribution | Qty 60 REC 250PE Solar Panels | 15 | Solar | Non-Residential | 600 Foster St Ste #A | Durham | NC | 27701 | Approved | NM-NC Net Metering | Carolinas | 2015-01-02 | Connected | Photovoltaic |  | 15 | Northern | 3-phase | 2014-10-22 | 2014-12-17 | 2014-10-22 | Executed
DC | Mecklenburg | Recovered Energy Investors I, LLC-Cancelled | 12,470Y/7,200 | Distribution | Waukesha/GE VHP Series | 1400 | Biomass |  |  |  | NC |  | Cancelled | PP-N NC - Non-Hydroelectric Qualifying Facilities | Carolinas |  | Cancelled | Turbine |  | 1475 | Northern | 3-phase | 2012-07-09 |  | 2012-09-19 | Cancelled
DC | HAMILTON | RECTO MOLDED PRODUCTS - NM | 3 phase |  | one hundred ninety-eight 224-W solar panels | 44.35 | Solar | Non-Residential | 4425 APPLETON | CINCINNATI | OH | 45209 | Approved | Rider NM - Net Metering Rider - OH | OH/KY | 2009-12-15 | Connected | Photovoltaic |  | 36 | Central | 480 Delta |  |  |  | Executed
DC | Guilford | Red Cedar Solar, LLC |  | Distribution | QTY 11,438 | 3488.6 | Solar | Non-Residential | 4290 Red CEdar Rd | Gibsonville | NC | 27249 | Pending | PP-N NC - Non-Hydroelectric Qualifying Facilities | Carolinas |  | Pending | Photovoltaic |  | 3020 | Northern | 3-phase | 2015-03-13 |  | 2015-03-13 | Open
DC | Orange | Elizabeth Hilborn | 120/240 | Distribution | Ten 318 Watt SunPower PV Panels | 3.18 | Solar | Residential | 7730 Shoccoree Ridge Drive | Chapel Hill | NC | 27516 | Approved | SCG-NC Small Customer Generator Rider | Carolinas | 2012-03-30 | Connected | Photovoltaic |  | 3 | Northern | Single | 2012-02-27 |  | 2012-02-27 | Executed
DC | Nash | Red Oak Solar Farm LLC |  | Distribution | Qty 22,496 BYD 300W modules | 6748.8 | Solar | Non-Residential | 1950 Red Oak Rd | Nashville | NC | 27856 | Pending |  | PEC Carolinas |  | Pending | Photovoltaic |  | 4800 | Unknown | 3-phase | 2014-12-22 |  | 2014-12-22 | Open
DC | Nash | Red Toad 243 Mort Harris Road LLC |  | Distribution | Qty 11,200 (250 Watt) ReneSola JC250M-24/Bb | 2800 | Solar | Non-Residential | 243 Mort Harris Rd | Louisburg | NC | 27549 | On Hold | NC CSP29-Cogeneration and Small Power Producer-Sell All | PEC Carolinas |  | Pending | Photovoltaic |  | 2000 | Northern | 3-phase | 2015-03-02 |  | 2015-03-02 | Open
DC | Nash | Red Toad 243 S Mort Harris Road LLC |  | Distribution | Qty 11,200 (250 Watt) ReneSola JC250M-24/Bb | 2800 | Solar | Non-Residential | 243 Mort Harris Rd (South) | Louisburg | NC | 27549 | On Hold | NC CSP29-Cogeneration and Small Power Producer-Sell All | PEC Carolinas |  | Pending | Photovoltaic |  | 2000 | Northern | 3-phase | 2015-03-02 |  | 2015-03-02 | Open
DC | Johnston | Red Toad 275 Vinson Road LLC |  | Distribution | Qty 11,200 (250 Watt) ReneSolar Virtus II JC250M-24/Bb Solar Panels | 2800 | Solar | Non-Residential | 276 Vinson Road | Clayton | NC | 27527 | On Hold | NC CSP29-Cogeneration and Small Power Producer-Sell All | PEC Carolinas |  | Pending | Photovoltaic |  | 2000 | Northern | 3-phase | 2015-03-26 |  | 2015-03-26 | Open
DC | Johnston | Red Toad 315 Vinson Road LLC |  | Distribution | Qty 11,200 (250 Watt) ReneSola JC250M-24/Bb | 2800 | Solar | Non-Residential | 315 Vinson Road | Clayton | NC | 27520 | Pending | NC CSP29-Cogeneration and Small Power Producer-Sell All | PEC Carolinas |  | Pending | Photovoltaic |  | 2000 | Northern | 3-phase | 2015-03-02 |  | 2015-03-02 | Open
DC | Johnston | Red Toad 3195 Buffalo Rd LLC |  |  | Qty 11,200 Renesola 250W Solar Panels | 2800 | Solar | Non-Residential | 3195 Buffalo Rd | Smithfield | NC | 32746 | On Hold |  | PEC Carolinas |  | Pending | Photovoltaic |  | 2000 | Unknown |  | 2014-12-02 |  | 2014-12-02 | Open
DC | Johnston | Red Toad 4188 Cleveland Road, LLC |  | Distribution | Qty 11,200 Renesola 250W Solar Panels | 2800 | Solar | Non-Residential | 4188 Cleveland Rd | Smithfield | NC | 27577 | On Hold |  | PEC Carolinas |  | Pending | Photovoltaic |  | 2000 | Unknown |  | 2014-12-02 |  | 2014-12-02 | Open
DC | Johnston | Red Toad 4451 Buffalo Road, LLC |  | Distribution | Qty 11200 Renesola 250W Solar Panels | 2800 | Solar | Non-Residential | 4451 Buffalo Rd | Selma | NC | 27576 | On Hold |  | PEC Carolinas |  | Pending | Photovoltaic |  | 2000 | Unknown |  | 2014-12-02 |  | 2014-12-02 | Open
DC | Johnston | Red Toad 5840 Buffalo Road, LLC |  |  | Qty 11,200 Renesola 250W Solar Panels | 2800 | Solar | Non-Residential | 5840 Buffalo Rd | Selma | NC | 27576 | Pending |  | PEC Carolinas |  | Pending | Photovoltaic |  | 2000 | Unknown |  | 2014-12-02 |  | 2014-12-02 | Open
DC |  | Red Toad 699 Price Road, LLC |  |  | Qty 11,200 Renesola 250W Solar Panels | 2800 | Solar | Non-Residential | 699 Price Rd | Selma | NC | 27576 | Cancelled |  | PEC Carolinas |  | Cancelled | Photovoltaic |  | 2000 | Unknown |  | 2014-12-02 |  | 2014-12-02 | Cancelled
DC | Johnston | Red Toad 7807 Buffalo Road, LLC |  | Distribution | Qty 11,200 Renesola 250W Solar Panels | 2800 | Solar | Non-Residential | 7807 Buffalo Rd | Selma | NC | 27576 | Pending |  | PEC Carolinas |  | Pending | Photovoltaic |  | 2000 | Unknown |  | 2014-12-02 |  | 2014-12-02 | Open
DC | Johnston | Red Toad 800 Wellons Road, LLC |  |  | Qty 11200 Renesola 250W Solar Panels | 2800 | Solar | Non-Residential | 800 Wellons Rd | Smithfield | NC | 27577 | Pending |  | PEC Carolinas |  | Pending | Photovoltaic |  | 2000 | Unknown |  | 2014-12-02 |  | 2014-12-02 | Open
DC |  | Red Toad II, LLC |  | Distribution |  |  | Other | Non-Residential | 8013 Purfoy Road | Fuquay Varina | NC | 27526 | Cancelled |  | PEC Carolinas |  | Cancelled | Other |  | 500 | Unknown |  | 2014-10-21 |  | 2012-02-29 | Cancelled
DC | Orange | Elizabeth Hilborn | 120/240 | Distribution |  | 3.18 | Solar | Residential | 7730 Shoccoree Ridge Drive | Chapel Hill | NC | 27516 | Approved | PP-N NC - Non-Hydroelectric Qualifying Facilities | Carolinas | 2011-04-27 | Connected | Photovoltaic | Hilborn PV Installation | 3 | Northern | Single | 2011-05-16 |  | 2011-04-19 | Executed
DC |  | Red Toad III, LLC |  | Distribution |  |  | Solar | Non-Residential | Unknown | Jacksonville | NC | 0 | Cancelled |  | PEC Carolinas |  | Cancelled | Photovoltaic |  | 500 | Unknown |  | 2014-10-21 |  | 2012-02-29 | Cancelled
DC | Johnston | Red Toad Lynch Road, LLC |  |  | Qty 11,200 Renesola 250W Solar Panels | 2800 | Solar | Non-Residential | 901 Lynch Rd | Selma | NC | 27576 | Pending |  | PEC Carolinas |  | Pending | Photovoltaic |  | 2000 | Unknown |  | 2014-12-02 |  | 2014-12-02 | Open
DC | Johnston | Red Toad Phase 2 Buffalo Road, LLC |  | Distribution | Qty 11,200 (250 Watt) ReneSola JC250M-24/Bb | 2800 | Solar | Non-Residential | 4451 Buffalo Road | Selma | NC | 27576 | On Hold | NC CSP29-Cogeneration and Small Power Producer-Sell All | PEC Carolinas |  | Pending | Photovoltaic |  | 2000 | Northern | 3-phase | 2015-03-02 |  | 2015-03-02 | Open
DC | Johnston | Red Toad Phase 2 Cleveland Road, LLC |  | Distribution | Qty 11,200 (250 Watt) ReneSola JC250M-24/Bb | 2800 | Solar | Non-Residential | 4188 Cleveland Rd | Smithfield | NC | 27577 | On Hold | NC CSP29-Cogeneration and Small Power Producer-Sell All | PEC Carolinas |  | Pending | Photovoltaic |  | 2000 | Northern | 3-phase | 2015-03-02 |  | 2015-03-02 | Open
DC | Johnston | Red Toad Powatan Road Phase 2 LLC |  | Distribution | Qty 11,200 (250 Watt) ReneSola JC250M-24/Bb | 2800 | Solar | Non-Residential | 1425 A Powatan Rd | Clayton | NC | 27577 | On Hold | NC CSP29-Cogeneration and Small Power Producer-Sell All | PEC Carolinas |  | Pending | Photovoltaic |  | 2000 | Northern | 3-phase | 2015-03-02 |  | 2015-03-02 | Open
DC | Johnston | Red Toad Powatan Road, LLC |  | Distribution | Qty 11,200 Renesola 250W Solar Panels | 2800 | Solar | Non-Residential | 1425 A Powatan Road | Clayton | NC | 27527 | Pending |  | PEC Carolinas |  | Pending | Photovoltaic |  | 2000 | Northern |  | 2014-12-02 |  | 2014-12-02 | Open
DC | Johnston | Red Toad Stevens Chapel Road, LLC |  | Distribution | Qty 11,200 Renesola 250W Solar Panels | 2800 | Solar | Non-Residential | 4246 Stevens Chapel Rd. | Smithfield | NC | 27577 | Pending |  | PEC Carolinas |  | Pending | Photovoltaic |  | 2000 | Unknown |  | 2014-12-02 |  | 2014-12-02 | Open
DC | PASCO | Regina Campbell |  | Distribution |  | 3.57 | Solar | Residential | 6351 KENTFIELD AVE NEW PRT RCHY | NEW PORT RICHEY | FL | 34653 | Approved | NM-FL Net Metering | FL | 2014-05-07 | Connected | Photovoltaic |  | 3.035 | South Coastal |  | 2014-09-10 |  |  | Executed
DC | Pinellas | Regina M Campbell 2nd Installation | 120/240 | Distribution | Qty 8 Solar World 280W Solar Panels | 2.24 | Solar | Residential | 6414 Kentfield Ave | New Port Richey | FL | 34653 | Approved | NM-FL Net Metering | FL | 2015-05-13 | Connected | Photovoltaic |  | 1.904 | South Coastal | Single | 2015-05-11 |  | 2015-05-11 | Executed
DC |  | Redding Solar Farm, LLC |  | Distribution | Canadian Solar, CS6XX-300P |  | Solar | Non-Residential | Unknown | Fair Bluff | NC | 0 | Cancelled |  | PEC Carolinas |  | Cancelled | Photovoltaic |  | 5000 | Eastern | 3-phase | 2014-10-21 |  | 2013-03-22 | Cancelled
DC | Randolph | Reid Kent Prillaman | 120/240 | Distribution | Qty 8 270W LG Solar Panels | 2.2 | Solar | Residential | 926 Pleasant Cross Rd | Asheboro | NC | 27203 | Approved | NC NM-Net Metering for Renewable Energy Facilities | PEC Carolinas | 2014-10-13 | Connected | Photovoltaic |  | 2 | Southern | Single | 2014-09-19 |  | 2014-09-19 | Executed
DC | Mecklenburg | Elizabeth D Burns | 120/240 | Distribution |  | 4.7 | Solar | Non-Residential | 6914 Rocky Falls Rd | Charlotte | NC | 28211 | Approved | NM-NC Net Metering | Carolinas | 2014-01-14 | Connected | Photovoltaic |  | 4 | Central | Single | 2013-12-04 | 2013-12-16 | 2013-12-04 | Executed
DC | BUTLER | REFRESHING SPRINGS CHURCH OF GOD | 240 Delta |  | three hundred eight 230-W Canadian Solar CS6P-230-P solar panels | 70.84 | Solar | Non-Residential | 7719 LESOURDSVIL WST CHSTR RD | WEST CHESTER | OH | 45069 | Approved | Rider NM - Net Metering Rider - OH | OH/KY | 2011-05-14 | Connected | Photovoltiac |  | 58.52 | South | 3 phase |  |  |  | Executed
DC | Pinellas | Reinaldo Villafuerte | 120/240 | Distribution | Qty 8 Axitec Ac-250P/156-60S, 250W, Solar Panels | 2 | Solar | Residential | 3755 136th Ave | Largo | FL | 33771 | Approved | NM-FL Net Metering | FL | 2015-05-20 | Connected | Photovoltaic |  | 1.7 | South Coastal | Single | 2015-05-19 |  | 2015-05-19 | Executed
DC | Jefferson | Reinhard G Peter | 120/240 | Distribution | thirty-six 260-W Upsolar polycrystalline PV modules UP-M260P | 9.36 | Solar | Residential | 200 Indian Cave Rd S | Madison | IN | 47250 | Approved | Net Metering - Standard Contract Rider No. 57 | IN | 2014-10-07 | Connected | Photovoltaic |  | 9.36 | Southern | Single | 2014-09-15 |  | 2014-09-15 | Executed
DC | Mecklenburg | Regina W. Clarke | 120/240 | Distribution | Qty 40 Canadian Solar 250w Panels | 10 | Solar | Residential | 1806 SummerHill Dr | Charlotte | NC | 28212 | Pending | NM-NC Net Metering | Carolinas |  | Pending | Photovoltaic |  | 8.6 | Central | Single | 2015-03-17 |  | 2015-03-17 | Open
DC | Orange | Elizabeth C Buck | 120/240 | Distribution | 2 Arrays - 30 Sunpower 327W Solar Panels | 9.8 | Solar | Residential | 713 Greenwood Rd | Chapel Hill | NC | 27514 | Approved | NM-NC Net Metering | Carolinas | 2014-12-03 | Connected | Photovoltaic |  | 7.5 | Northern | Single | 2014-10-21 | 2014-11-26 | 2014-10-21 | Executed
AC | Mecklenburg | REI 2 | 12,470Y/7,200 | Distribution | ABB AMG 560 L4 | 2800 | Biomass | Non-Residential | 11701 Mt. Holly Rd | Charlotte | NC | 28214 | Cancelled | PP-N NC - Non-Hydroelectric Qualifying Facilities | Carolinas |  | Cancelled | Turbine |  | 2800 | Central | 3-phase | 2012-09-28 |  | 2012-09-28 | Cancelled
DC | ORANGE | Rene Stachelrodt |  | Distribution |  | 9.72 | Solar | Residential | 1236 RUSSELL DR | OCOEE | FL | 34761 | Approved | NM-FL Net Metering | FL | 2014-03-17 | Connected | Photovoltaic |  | 8.262 | South Central |  | 2014-09-10 |  |  | Executed
DC | Osceola | Renee Carey |  | Distribution |  | 3.12 | Solar | Residential | 3915 DOE DR | St Cloud | FL | 34772 | Approved | NM-FL Net Metering | FL | 2011-09-26 | Connected | Photovoltaic |  | 2.652 | South Central |  | 2014-09-10 |  |  | Executed
DC |  | Reid York | 120/240 |  | 8 SunModule SW250 Solar PV Modules | 2 | Solar | Residential | 1181 W Memorial HWY | Harmony | NC | 28634 | Approved | NM-NC Net Metering | Carolinas |  | Pending Meter Set | Photovoltaic |  | 2 | Southern |  | 2015-01-08 | 2015-06-09 | 2015-01-08 | Open
DC | Orange | Elizabeth & Glenn Dicker | 120/240 | Distribution | Qty 20 Rene Sola JC255W Solar Panels | 5.1 | Solar | Residential | 311 Sunset Creek Cir | Chapel Hill | NC | 27516 | Approved | NM-NC Net Metering | Carolinas | 2014-12-16 | Connected | Photovoltaic |  | 5 | Northern | Single | 2014-11-05 | 2014-12-16 | 2014-11-05 | Executed
DC | Citrus | Renee Shannahan | 120/240 | Distribution | Qty 36 Solar World 285W Solar Panels | 10.26 | Solar | Residential | 1902 W Quail Meadow Ct | Hernando | FL | 34442 | Approved | NM-FL Net Metering | FL | 2015-05-18 | Connected | Photovoltaic |  | 8.721 | North Coastal | Single | 2015-05-13 |  | 2015-05-13 | Executed
DC | WAKE | Remy R. Coeytaux | 120/240 |  |  | 4.68 | Solar | Residential | 504 Nantucket Drive. | Cary | NC | 27513 | Approved | NC CSP-Cogeneration and Small Power Producer-Sell All | PEC Carolinas | 2011-05-02 | Connected | Photovoltaic |  | 3.74 | Northern | Single | 2012-10-18 |  |  | Executed
DC | Wake | Renewable Power, LLC |  | Distribution |  | 250 | Solar | Non-Residential | Food Lion, 980 Kildaire Farm Road | Cary | NC | 27511 | Approved | Negotiated (NC) | PEC Carolinas | 2009-12-21 | Connected | Photovoltaic |  | 192.5 | Unknown |  | 2014-10-21 |  | 2010-01-21 | Executed
DC | Seminole | Rev. Robert L. Smith | 120/240 | Distribution | Qty 21 SW270w solar panels | 5.67 | Solar | Residential | 2198 Shadyhill Ter | Winter Park | FL | 32792 | Approved | NM-FL Net Metering | FL | 2015-02-25 | Connected | Photovoltaic |  | 4.819 | North Central | Single | 2015-02-05 |  | 2015-02-05 | Executed
DC | Transylvania | Elaine Long | 120/240 | Distribution | Qty 25 280W Sunmodule Solar Panels | 7 | Solar | Residential | 125 Black Walnut Ln | Pisgah Forest | NC | 28768 | Approved | NM-NC Net Metering | Carolinas | 2014-08-14 | Connected | Photovoltaic |  | 5.39 | Southern | Single | 2014-06-27 | 2014-08-07 | 2014-06-27 | Executed
DC | Mecklenburg | Elaine K. Scott | 120/240 | Distribution |  | 3.22 | Solar | Residential | 2400 Kenmore Ave | Charlotte | NC | 28204 | Approved | PP-N NC - Non-Hydroelectric Qualifying Facilities | Carolinas | 2011-03-03 | Connected | Photovoltaic | Scott PV Installation | 3 | Central | Single | 2011-04-07 |  | 2011-02-09 | Executed
DC | Mecklenburg | Edythe H Mullis - 624 Carolyn Ln | 120/240 | Distribution | 4 Renesola JC250M-24/Bbh 250W Panels | 1 | Solar | Residential | 624 Carolyn Ln | Charlotte | NC | 28213 | Approved | NM-NC Net Metering | Carolinas | 2015-05-04 | Connected | Photovoltaic |  | 0.86 | Central | Single | 2014-12-22 | 2015-05-01 | 2014-12-22 | Executed
DC | Mecklenburg | Edythe H Mullis - 348 Courtney Ln | 120/240 | Distribution | 4 Renesola JC250M-24/Bbh 250W Panels | 1 | Solar | Residential | 348 Courtney Ln | Matthews | NC | 28105 | Approved | NM-NC Net Metering | Carolinas | 2015-05-08 | Connected | Photovoltaic |  | 0.86 | Central | Single | 2014-12-22 | 2015-05-05 | 2014-12-22 | Executed
DC | Granville | Reunion Solar LLC |  | Distribution | Qty 21,280 Trina TSM-305PD14 Modules | 6490.4 | Solar | Non-Residential | 1000 Reunion Drive | Oxford | NC | 28801 | On Hold |  | PEC Carolinas |  | Pending | Photovoltaic |  | 4800 | Unknown | 3-phase | 2015-01-07 |  | 2015-01-07 | Open
DC | Pinellas | Rhonda L Harrison | 120/240 | Distribution | Phono Solar | 1 | Solar | Residential | 3400 70TH WAY N | St. Petersburg | FL | 33710 | Approved | NM-FL Net Metering | FL | 2014-12-08 | Connected | Photovoltaic |  | 0.85 | South Coastal | Single | 2014-11-25 |  | 2014-11-25 | Executed
DC | Pinellas | Rhonda Walker | 120/240 | Distribution | Q-Cell | 1 | Solar | Residential | 5399 24TH TER N | St. Petersburg | FL | 33710 | Approved | NM-FL Net Metering | FL | 2015-01-14 | Connected | Photovoltaic |  | 0.85 | South Coastal | Single | 2015-01-13 |  | 2015-01-13 | Executed
AC | HOWARD | REX HIGGINS | 120/240 |  | Skystream 3.7 at old rating | 1.8 | Wind | Residential | 3660 500 S W | SHARPSVILLE | IN | 46068 | Approved | Net Metering - Standard Contract Rider No. 57 | IN | 2008-10-09 | Connected | Turbine |  | 1.8 | North | Single |  |  |  | Executed
DC | Pasco | Rhonda Wethington |  | Distribution |  | 5.1 | Solar | Residential | 2140 TIOGA DR | Land O LAKES | FL | 34639 | Approved | NM-FL Net Metering | FL | 2013-01-23 | Connected | Photovoltaic |  | 4.335 | South Coastal |  | 2014-09-10 |  |  | Executed
DC | Mecklenburg | Edwin J Binder | 120/240 | Distribution | Qty 14 (327 Watt) SunPower SPR-327NC-WHT-D | 4.58 | Solar | Residential | 3515 Lemsford Way | Charlotte | NC | 28215 | Approved | NM-NC Net Metering | Carolinas | 2013-11-21 | Connected | Photovoltaic |  | 4.578 | Central | Single | 2013-10-29 | 2013-11-20 | 2013-10-29 | Executed
DC | SEMINOLE | Richard Balderson |  | Distribution |  | 6.5 | Solar | Residential | 123 DUNCAN TRL | LONGWOOD | FL | 32779 | Approved | NM-FL Net Metering | FL | 2013-10-10 | Connected | Photovoltaic |  | 5.525 | North Central |  | 2014-09-10 |  |  | Executed
DC | LAKE | Richard Degruchy |  | Distribution |  | 6 | Solar | Residential | 357 SILVER MAPLE ROAD, SOLAR PWR | GROVELAND | FL | 34736 | Approved | NM-FL Net Metering | FL | 2013-09-05 | Connected | Photovoltaic |  | 5.1 | South Central |  | 2014-09-10 |  |  | Executed
DC | Pinellas | Richard Duncan |  | Distribution |  | 8.76 | Solar | Residential | 5401 97TH TER | PINELLAS PARK | FL | 33782 | Approved | NM-FL Net Metering | FL | 2012-03-01 | Connected | Photovoltaic |  | 7.446 | South Coastal |  | 2014-09-10 |  |  | Executed
DC | Mecklenburg | Edwin J Binder | 120/240 | Distribution | QTY 18 SunPower 327W | 5.8 | Solar | Residential | 3515 Lemsford Way | Charlotte | NC | 28215 | Approved | NM-NC Net Metering | Carolinas | 2014-07-01 | Connected | Photovoltaic |  | 5 | Central | Single | 2014-05-09 | 2014-07-09 | 2014-05-09 | Executed
DC | Marion | Rhubarb One, LLC |  | Distribution | QTY 43350 310W Rec Peak Energy 72 Series Solar Panels | 13438.5 | Solar | Non-Residential | Morning Court | Marion | SC | 29571 | Pending |  | PEC Carolinas |  | Pending | Photovoltaic |  | 9600 | Unknown | 3-phase | 2015-04-22 |  | 2015-04-22 | Open
DC |  | Rhubarb One, LLC |  | Distribution |  |  | Solar | Non-Residential | Unknown | Rowland | NC | 0 | Cancelled |  | PEC Carolinas |  | Cancelled | Photovoltaic |  | 4950 | Unknown |  | 2014-10-21 |  | 2014-07-28 | Cancelled
DC | Orange | Edward W. Witkin and Ellen W Shrader | 120/240 | Distribution | Qty 30 (200 Watt) Sanyo Solar Panels | 4.62 | Solar | Residential | 420 Britton Dr | Chapel Hill | NC | 27516 | Approved | NM-NC Net Metering | Carolinas | 2015-01-13 | Connected | Photovoltaic |  | 3.56 | Northern | Single | 2014-10-28 | 2015-01-13 | 2014-10-28 | Executed
DC | New Hanover | Richard Adams | 120/240 | Distribution | Qty 20 (280 Watt) LG280 N1C | 5.6 | Solar | Residential | 745 Royal Bonnet Dr | Wilmington | NC | 28405 | Approved | NC NM-Net Metering for Renewable Energy Facilities | PEC Carolinas | 2014-12-23 | Connected | Photovoltaic |  | 4.31 | Eastern | Single | 2014-11-13 |  | 2014-11-13 | Executed
DC | Mecklenburg | Edward W Jones | 120/240 | Distribution | Qty 4 (250 Watt) Renesola Virtus II Solar Module JC250M-24/Bbh | 1 | Solar | Residential | 8220 Four Sisters Ln | Charlotte | NC | 28215 | Approved | NM-NC Net Metering | Carolinas | 2014-12-05 | Connected | Photovoltaic |  | 0.86 | Central | Single | 2014-09-19 | 2014-11-21 | 2014-09-19 | Executed
DC | Pinellas | Richard Duncan |  | Distribution |  | 3.36 | Solar | Residential | 5401 97TH TER | PINELLAS PARK | FL | 33782 | Approved | NM-FL Net Metering | FL | 2010-06-25 | Superseded | Photovoltaic |  | 2.856 | South Coastal |  | 2014-09-10 |  |  | Superceded
DC | Alamance | Edward Pondelik | 120/240 | Distribution | Qty 16 Sunpower 327W Solar Panels | 5.23 | Solar | Residential | 3673 Mebane Rogers Rd | Mebane | NC | 27302 | Approved | NM-NC Net Metering | Carolinas | 2015-06-10 | Connected | Photovoltaic |  | 5 | Northern | Single | 2015-04-20 | 2015-05-21 | 2015-04-20 | Executed
DC | ORANGE | Richard Baldwin |  | Distribution |  | 9.75 | Solar | Residential | 148 WINGHURST BLVD | ORLANDO | FL | 32828 | Approved | NM-FL Net Metering | FL | 2014-01-17 | Connected | Photovoltaic |  | 8.288 | North Central |  | 2014-09-10 |  |  | Executed
DC | Pinellas | Richard Rohrbaugh |  | Distribution |  | 5.17 | Solar | Residential | 620 WOOD ST | DUNEDIN | FL | 34698 | Approved | NM-FL Net Metering | FL | 2012-02-23 | Connected | Photovoltaic |  | 4.395 | South Coastal |  | 2014-09-10 |  |  | Executed
DC | Pinellas | Richard Brundage | 120/240 | Distribution | Qty 36 Solar World 280W, solar panels | 10.08 | Solar | Residential | 10894 100th Ave | Seminole | FL | 33772 | Approved | NM-FL Net Metering | FL | 2015-06-08 | Connected | Photovoltaic |  | 8.568 | South Coastal | Single | 2015-06-01 |  | 2015-06-01 | Executed
DC | Pasco | Richard Allen | 120/240 | Distribution |  | 4.6 | Solar | Residential | 6203 FLORIDA AVE | New Port Richey | FL | 34653 | Approved | NM-FL Net Metering | FL | 2011-05-19 | Cancelled | Photovoltaic |  | 3.91 | South Coastal | Single | 2014-09-10 |  |  | Cancelled
DC | Pinellas | Richard C Dean | 120/240 | Distribution | Solarworld Sunmodule Plus SW275 | 8.25 | Solar | Residential | 1766 SUNSET DR | Clearwater | FL | 33755 | Approved | NM-FL Net Metering | FL | 2014-12-18 | Connected | Photovoltaic |  | 7.01 | South Coastal | Single | 2014-12-21 |  | 2014-12-21 | Executed
DC | Marion | Richard Walker |  | Distribution |  | 5.04 | Solar | Residential | 8877 SE 119TH ST | SUMMERFIELD | FL | 34491 | Approved | NM-FL Net Metering | FL | 2010-03-05 | Connected | Photovoltaic |  | 4.284 | North Coastal |  | 2014-09-10 |  |  | Executed
DC | Alamance | Edward Lamar Burgess | 120/240 | Distribution | qty 17 SPR-327NE-WHT-D solar panels | 5.56 | Solar | Residential | 4280 Union Ridge Rd | Burlington | NC | 27217 | Approved | NM-NC Net Metering | Carolinas | 2015-04-08 | Connected | Photovoltaic |  | 5 | Northern | Single | 2015-02-02 | 2015-04-08 | 2015-02-02 | Executed
DC | Pinellas | Richard Cristini |  | Distribution |  | 10.8 | Solar | Residential | 1718 Cypress Ave | BELLEAIR | FL | 33756 | Approved | NM-FL Net Metering | FL | 2014-08-17 | Connected | Photovoltaic |  | 9.18 | South Coastal |  | 2014-09-10 |  |  | Executed
DC | Lake | Richard Coghlan |  | Distribution |  | 7.2 | Solar | Residential | 178 BALMY COAST ROAD | GROVELAND | FL | 34736 | Approved | NM-FL Net Metering | FL | 2013-04-15 | Connected | Photovoltaic |  | 6.12 | South Central |  | 2014-09-10 |  |  | Executed
DC | Pinellas | Richard Bernard |  | Distribution |  | 5.12 | Solar | Residential | 1825 FOXBORO CT | Oldsmar | FL | 34677 | Approved | NM-FL Net Metering | FL | 2009-12-22 | Connected | Photovoltaic |  | 4.352 | South Coastal |  | 2014-09-10 |  |  | Executed
DC | Wake | Richard E Bolich | 120/240 | Distribution | Qty 12 Sharp 250W Modules | 3 | Solar | Residential | 2903 Anderson Dr | Raleigh | NC | 27608 | Approved | NC NM-Net Metering for Renewable Energy Facilities | PEC Carolinas | 2014-02-25 | Connected | Photovoltaic |  | 2.58 | Northern | Single | 2014-01-17 |  | 2014-01-17 | Executed
DC | Seminole | Richard E Braga | 120/240 | Distribution | Qty 26 Solar World 280W Solar Panels | 7.28 | Solar | Residential | 1006 Green Branch Ct | Oviedo | FL | 32765 | Approved | NM-FL Net Metering | FL | 2015-05-13 | Connected | Photovoltaic |  | 6.188 | North Central | Single | 2015-05-11 |  | 2015-05-11 | Executed
DC | Pinellas | Richard Dunn |  | Distribution |  | 2.94 | Solar | Residential | 7949 10TH AVE S | St Petersburg | FL | 33707 | Approved | NM-FL Net Metering | FL | 2011-06-01 | Connected | Photovoltaic |  | 2.499 | South Coastal |  | 2014-09-10 |  |  | Executed
DC | Spartanburg | Richard D Burrell |  | Distribution | Qty 12 Kyocera 255 W Solar Panels | 3.06 | Solar | Residential | 10180 Bullman St | Inman | SC | 29349 | Pending | NM-SC Net Metering | Carolinas |  | Pending | Photovoltaic |  |  | Southern | Single | 2015-04-24 |  | 2015-04-24 | Open
DC | Rockingham | Edward C Carr | 120/240 | Distribution | Qty 24 Sunmodule 250W Solar Panel | 6 | Solar | Residential | 155 Gilliam Rd | Reidsville | NC | 27320 | Approved | NM-NC Net Metering | Carolinas | 2014-11-19 | Connected | Photovoltaic |  | 6 | Northern | Single | 2014-10-31 | 2014-11-14 | 2014-10-31 | Executed
DC | Cabarrus | Edward Baylor | 120/240 | Distribution | qty 6 Green Triplex 250w solar panel | 1.5 | Solar | Residential | 4638 Triumph Dr SW | Concord | NC | 28027 | Approved | NM-NC Net Metering | Carolinas | 2015-02-12 | Connected | Photovoltaic |  | 1.29 | Central | Single | 2014-11-14 | 2015-02-11 | 2014-11-14 | Executed
DC | Cumberland | Richard Leslie | 120/240 | Distribution | QTY 12 SUNIVA 260 OPTIMUS SOLAR MODULES | 3.12 | Solar | Residential | 367 Bullard Cir | Fayetteville | NC | 28311 | Approved | NC NM-Net Metering for Renewable Energy Facilities | PEC Carolinas | 2014-07-10 | Connected | Photovoltaic |  | 2.58 | Eastern | Single | 2014-05-22 |  | 2014-05-22 | Executed
DC | Highlands | Richard Garrigues |  | Distribution |  | 5.98 | Solar | Residential | 3801 SUNRISE DR | Sebring | FL | 33872 | Approved | NM-FL Net Metering | FL | 2010-01-06 | Connected | Photovoltaic |  | 5.083 | South Central |  | 2014-09-10 |  |  | Executed
DC | Pinellas | Richard Glass |  | Distribution |  | 5 | Solar | Residential | 18 VENETIAN CT | Tarpon Springs | FL | 34689 | Approved | NM-FL Net Metering | FL | 2012-09-27 | Connected | Photovoltaic |  | 4.25 | South Coastal |  | 2014-09-10 |  |  | Executed
DC | Pinellas | Richard Grundstrom | 120/240 | Distribution | Qty 40 PS250P/20U solar panels | 10 | Solar | Residential | 8356 78th Ave | Largo | FL | 33777 | Approved | NM-FL Net Metering | FL | 2015-02-27 | Connected | Photovoltaic |  | 8.5 | South Coastal | Single | 2015-02-23 |  | 2015-02-23 | Executed
DC | Pinellas | Richard Blue |  | Distribution |  | 5.17 | Solar | Residential | 2968 MEADOW OAK DR S | Clearwater | FL | 33761 | Approved | NM-FL Net Metering | FL | 2010-08-09 | Connected | Photovoltaic |  | 4.395 | South Coastal |  | 2014-09-10 |  |  | Executed
DC | Chatham | Richard F Bird | 120/240 | Distribution | qty 16 REC 260PE BLK 260 w PV Modules |  | Solar | Residential | 20 McDowell | Pittsboro | NC | 27312 | Pending | NC NM-Net Metering for Renewable Energy Facilities | PEC Carolinas |  | Pending | Photovoltaic |  |  | Northern | Single | 2015-05-26 |  | 2015-05-26 | Open
DC | Polk | Richard H Bradley | 120/240 | Distribution | Qty 14 SW285W solar panels | 3.99 | Solar | Residential | 413 Pacific Ridge Rd | Poinciana | FL | 34759 | Approved | NM-FL Net Metering | FL | 2015-05-11 | Connected | Photovoltaic |  | 3.39 | South Central | Single | 2015-05-07 |  | 2015-05-07 | Executed
DC | Seminole | Richard Parker |  | Distribution |  | 4.92 | Solar | Residential | 2090 TUSKAWILLA RD | OVIEDO | FL | 32765 | Approved | NM-FL Net Metering | FL | 2009-10-26 | Connected | Photovoltaic |  | 4.182 | North Central |  | 2014-09-10 |  |  | Executed
DC | Volusia | Richard Wood |  | Distribution |  | 5 | Solar | Residential | 1510 W PLYMOUTH AVE | Deland | FL | 32720 | Approved | NM-FL Net Metering | FL | 2009-03-03 | Connected | Photovoltaic |  | 4.25 | North Central |  | 2014-09-10 |  |  | Executed
DC | Pickens | Edward A. Krug III | 120/240 | Distribution |  | 9.9 | Solar | Residential | 124 Applewood Ct | Sunset | SC | 29685 | Approved | NM-SC Net Metering | Carolinas | 2010-12-29 | Connected | Photovoltaic |  | 9 | Southern | Single | 2011-04-07 |  | 2010-04-09 | Executed
DC | Macon | Ed Hill | 120/240 | Distribution |  | 10 | Solar | Residential | 1546 W Old Murphy Rd | Franklin | NC | 28734 | Approved | NM-NC Net Metering | Carolinas | 2012-09-28 | Connected | Photovoltaic |  | 8.6 | Southern | Single | 2012-02-29 | 2012-09-26 | 2012-02-29 | Executed
DC | Pasco | Richard Habedank |  | Distribution |  | 4.53 | Solar | Residential | 2910 SUMMERVALE DRIVE | Holiday | FL | 34691 | Approved | NM-FL Net Metering | FL | 2013-03-13 | Connected | Photovoltaic |  | 3.847 | South Coastal |  | 2014-09-10 |  |  | Executed
DC | Osceola | Richard H Bradley |  | Distribution |  | 3 | Solar | Residential | 686 Carmel Ln | Kissimmee | FL | 34759 | Approved | NM-FL Net Metering | FL | 2013-03-11 | Cancelled | Photovoltaic |  | 2.55 | South Central |  | 2014-09-10 |  |  | Cancelled
DC | LAKE | Richard Harris |  | Distribution |  | 6.25 | Solar | Residential | 385 SILVER MAPLE RD, SOLAR PWR | GROVELAND | FL | 34736 | Approved | NM-FL Net Metering | FL | 2014-05-20 | Connected | Photovoltaic |  | 5.313 | South Central |  | 2014-09-10 |  |  | Executed
DC | Pinellas | Richard Angelillis |  | Distribution |  | 8.4 | Solar | Residential | 2955 PINE HILL RD | PALM HARBOR | FL | 34683 | Approved | NM-FL Net Metering | FL | 2010-06-03 | Connected | Photovoltaic |  | 7.14 | South Coastal |  | 2014-09-10 |  |  | Executed
DC | Volusia | Richard Bucci |  | Distribution |  | 10 | Solar | Residential | 1955 S LEHIGH DR | DELTONA | FL | 32728 | Approved | NM-FL Net Metering | FL | 2011-11-15 | Connected | Photovoltaic |  | 8.5 | North Central |  | 2014-09-10 |  |  | Executed
DC | Lake | Richard J Hug Jr | 120/240 | Distribution | Qty 30 (255 Watt) Yingli YL255P-29b Solar Panels | 7.65 | Solar | Residential | 140 Bayou Bend Rd | Groveland | FL | 34736 | Approved | NM-FL Net Metering | FL | 2015-05-27 | Connected | Photovoltaic |  | 6.503 | South Central | Single | 2015-05-13 |  | 2015-05-12 | Executed
DC | Osceola | Richard Hughes |  | Distribution |  | 5.18 | Solar | Residential | 911 JASMINE ST | Celebration | FL | 34747 | Approved | NM-FL Net Metering | FL | 2009-11-05 | Connected | Photovoltaic |  | 4.403 | South Central |  | 2014-09-10 |  |  | Executed
DC | Sumter | Richard Kadar | 120/240 | Distribution | QTY 14 SUNMODULE PLUS SW 260 MONO | 3.64 | Solar | Residential | 2280 Raccoon Rd | Sumter | SC | 29154 | Approved | SC NM-Net Metering for Renewable Energy Facilities | PEC Carolinas | 2014-05-27 | Connected | Photovoltaic |  | 3.01 | Southern | Single | 2014-05-09 |  | 2014-05-09 | Executed
DC | LAKE | Richard Meyer |  | Distribution |  | 7.2 | Solar | Residential | 103 SALT MARSH LN, SOLAR POWER | GROVELAND | FL | 34736 | Approved | NM-FL Net Metering | FL | 2013-09-18 | Connected | Photovoltaic |  | 6.12 | South Central |  | 2014-09-10 |  |  | Executed
DC | Pinellas | Richard J Paracka | 120/240 | Distribution | SR-14-0139A | 7.14 | Solar | Residential | 6012 REDHAWK DR | New Port Richey | FL | 34655 | Approved | NM-FL Net Metering | FL | 2014-10-28 | Connected | Photovoltaic |  | 6.07 | South Coastal | Single | 2014-10-27 |  | 2014-10-27 | Executed
DC | LAKE | Richard Skyzinski |  | Distribution |  | 7.35 | Solar | Residential | 184 BAYOU BEND ROAD, SOLAR POWER | GROVELAND | FL | 34736 | Approved | NM-FL Net Metering | FL | 2013-10-08 | Connected | Photovoltaic |  | 6.248 | South Central |  | 2014-09-10 |  |  | Executed
DC | Orange | Ecologic-Studio, LLC | 208Y/120 | Distribution |  | 4.94 | Solar | Non-Residential | 1800 E Franklin St STE#25 | Chapel Hill | NC | 27514 | Approved | PP-N NC - Non-Hydroelectric Qualifying Facilities | Carolinas | 2012-01-30 | Connected | Photovoltaic | Ecologic-Studio PV Installation | 4 | Northern | 3-phase | 2011-11-17 |  | 2011-11-17 | Executed
DC | Mecklenburg | Eberhard Giel | 120/240 | Distribution | 4 Renesola JC250M-24/Bbh 250W Panels | 1 | Solar | Residential | 6839 Charette Ct | Charlotte | NC | 28215 | Approved | NM-NC Net Metering | Carolinas | 2015-04-01 | Connected | Photovoltaic |  | 0.86 | Central | Single | 2015-02-02 | 2015-03-31 | 2015-02-02 | Executed
DC | Cherokee | Eastern Band of Cherokee Indians-NM Tsalagi | 120/240 | Distribution | 56 235W Silken Solar Modules | 13.72 | Solar | Non-Residential | 945 Tsalagi RD | Cherokee | NC | 28719 | Approved | NM-NC Net Metering | Carolinas | 2012-12-03 | Connected | Photovoltaic |  | 13.72 | Southern | Single | 2012-06-20 | 2012-11-28 | 2012-06-20 | Executed
DC | Pinellas | Richard Glueck |  | Distribution |  | 10 | Solar | Residential | 2304 BEACH BLVD S | GULFPORT | FL | 33707 | Approved | NM-FL Net Metering | FL | 2014-07-22 | Connected | Photovoltaic |  | 8.5 | South Coastal |  | 2014-09-10 |  |  | Executed
DC | Lake | Richard L Hammond | 120/240 | Distribution |  | 6.5 | Solar | Residential | 149 BAYOU BEND RD, SOLAR POWER | Groveland | FL | 34736 | Approved | NM-FL Net Metering | FL | 2015-01-09 | Connected | Photovoltaic |  | 5.52 | South Central | Single |  |  |  | Executed
DC | LAKE | Richard Matthews |  | Distribution |  | 6.86 | Solar | Residential | 172 BAYOU BEND RD, SOLAR POWER | GROVELAND | FL | 34736 | Approved | NM-FL Net Metering | FL | 2014-05-06 | Connected | Photovoltaic |  | 5.831 | South Central |  | 2014-09-10 |  |  | Executed
DC | WAKE | Richard J. Muse | 120/240 |  |  | 2.37 | Solar | Residential | 6844 Pond Road | Wendell | NC | 27591 | Approved | NC CSP-Cogeneration and Small Power Producer-Sell All | PEC Carolinas | 2011-06-17 | Connected | Photovoltaic |  | 1.9 | Northern | Single | 2012-10-18 |  |  | Executed
DC | Swain | Eastern Band of Cherokee Indians-NM Tsali | 120/240 | Distribution | 24 Silkien 245w Panels | 5.88 | Solar | Non-Residential | 498 Tsali Blvd | Cherokee | NC | 28719 | Approved | NM-NC Net Metering | Carolinas | 2012-12-06 | Connected | Photovoltaic |  | 5.16 | Southern | 3-phase | 2012-06-20 | 2012-11-28 | 2012-06-20 | Executed
DC | Orange | Richard Strayer |  | Distribution |  | 6.3 | Solar | Residential | 709 ROUGHBEARD RD | Winter Park | FL | 32792 | Approved | NM-FL Net Metering | FL | 2009-06-17 | Connected | Photovoltaic |  | 5.355 | North Central |  | 2014-09-10 |  |  | Executed
DC | VOLUSIA | Richard Wood |  | Distribution |  | 10 | Solar | Residential | 906 W BLUE SPRINGS AVE | ORANGE CITY | FL | 32763 | Approved | NM-FL Net Metering | FL | 2014-05-09 | Connected | Photovoltaic |  | 8.5 | North Central |  | 2014-09-10 |  |  | Executed
DC | LAKE | Richard Lensink |  | Distribution |  | 6.5 | Solar | Residential | 185 BAYOU BEND RD, SOLAR POWER | GROVELAND | FL | 34736 | Approved | NM-FL Net Metering | FL | 2014-07-25 | Connected | Photovoltaic |  | 5.525 | South Central |  | 2014-09-10 |  |  | Executed
DC | HAMILTON | RICHARD L. JONES | single |  | ten 210-W solar panels | 2.1 | Solar | Residential | 2950 FELTZ | CINCINNATI | OH | 45211 | Approved | Rider NM - Net Metering Rider - OH | OH/KY | 2009-11-09 | Connected | Photovoltaic |  | 2 | Central | 120/240 |  |  |  | Executed
DC | Charlotte | Earl J Schmitke | 120/240 | Distribution | Qty 22 (250 Watt) SolarWorld Sunmodule SW 250 mono Panels | 5.5 | Solar | Residential | 3240 Sunset Dr | Charlotte | NC | 28209 | Approved | NM-NC Net Metering | Carolinas | 2014-12-09 | Connected | Photovoltaic |  | 4.24 | Central | Single | 2014-10-16 | 2014-11-25 | 2014-10-16 | Executed
DC | Buncombe | Richard M Cary | 120/240 | Distribution | Qty 24 LG250S1C-G3 | 6 | Solar | Residential | 37 Howard St | Asheville | NC | 28806 | Approved | NM-NC Net Metering | PEC Carolinas | 2014-03-17 | Connected | Photovoltaic |  | 5 | Western | Single | 2013-10-31 |  | 2013-10-31 | Executed
DC | Buncombe | Richard L Smoot | 120/240 | Distribution | qty 27 CS6P-250 w PV Modules | 6.75 | Solar | Residential | 99 Keasler Rd | Asheville | NC | 28805 | Pending | NC NM-Net Metering for Renewable Energy Facilities | PEC Carolinas |  | Pending | Photovoltaic |  | 5.805 | Western | Single | 2015-04-29 |  | 2015-04-29 | Open
DC | Rowan | Dwayne Dvoracek | 120/240 | Distribution | qty 26 CS6P-260W Solar panels | 6.76 | Solar | Residential | 110 Grayson Dr | Salisbury | NC | 28147 | Approved | NM-NC Net Metering | Carolinas | 2015-02-03 | Connected | Photovoltaic |  | 6 | Central | Single | 2014-11-17 | 2015-01-29 | 2014-11-17 | Executed
DC | Pinellas | Richard Millman | 120/240 | Distribution |  | 10.53 | Solar | Residential | 3391 MAPLE ST NE | St. Petersburg | FL | 33704 | Approved | NM-FL Net Metering | FL | 2014-10-31 | Connected | Photovoltaic |  | 8.95 | South Coastal | Single | 2014-10-31 |  | 2014-10-31 | Executed
DC | GRANT | RICHARD W LANDRUM | 120/240 |  | sixteen 224-W Sharp NC-224 solar panels | 3.58 | Solar | Residential | 705 RUARK RD | DRY RIDGE | KY | 41035 | Approved | Rider NM - Net Metering Rider - KY | OH/KY | 2010-08-20 | Connected | Photovoltaic |  | 3.04 | North | Single |  |  |  | Executed
DC | Polk | Richard Krol |  | Distribution |  | 5.06 | Solar | Residential | 612 BURFORD CIR | DAVENPORT | FL | 33896 | Approved | NM-FL Net Metering | FL | 2010-04-19 | Connected | Photovoltaic |  | 4.301 | South Central |  | 2014-09-10 |  |  | Executed
DC | Pinellas | Richard Pinto |  | Distribution |  | 6.9 | Solar | Residential | 300 2ND AVE N | TIERRA VERDE | FL | 33715 | Approved | NM-FL Net Metering | FL | 2011-05-30 | Connected | Photovoltaic |  | 5.865 | South Coastal |  | 2014-09-10 |  |  | Executed
AC | HUNTINGTON | RICHARD LITTLE | 120/240 |  | Skystream 3.7 wind turbine | 2.4 | Wind | Residential | 4950 200 N W | HUNTINGTON | IN | 46750 | Approved | Net Metering - Standard Contract Rider No. 57 | IN | 2009-07-27 | Connected | Turbine |  | 2.4 | North | Single |  |  |  | Executed
DC | Clermont | Richard L Pleimann | 120/240 | Distribution | thirty-four 260-W Suniva Optimus OPT60-4-1B0 solar panels | 8.84 | Solar | Residential | 225 Edith Ave | Batavia | OH | 45103 | Approved | Rider NM - Net Metering Rider - OH | OH/KY | 2014-06-23 | Connected | Photovoltaic |  | 8.5 | North | Single | 2014-04-24 |  | 2014-04-24 | Executed
DC | McDowell | Dwayne B Gunter | 120/240 | Distribution | Qty 12 LG 265W Mono Black Modules | 3.18 | Solar | Residential | 75 Thomas Rd | Old Fort | NC | 28762 | Approved | NM-NC Net Metering | Carolinas | 2014-05-19 | Connected | Photovoltaic |  | 2.58 | Central | Single | 2014-04-24 | 2014-05-15 | 2014-04-24 | Executed
DC | Pinellas | Richard Ralph |  | Distribution |  | 10 | Solar | Residential | 9000 65TH ST | PINELLAS PARK | FL | 33711 | Approved | NM-FL Net Metering | FL | 2013-01-25 | Connected | Photovoltaic |  | 8.5 | South Coastal |  | 2014-09-10 |  |  | Executed
DC | Pinellas | Richard Ridge |  | Distribution |  | 3.36 | Solar | Residential | 1850 SETON DR | Clearwater | FL | 33763 | Approved | NM-FL Net Metering | FL | 2010-11-10 | Connected | Photovoltaic |  | 2.856 | South Coastal |  | 2014-09-10 |  |  | Executed
DC | Orange | Richard Rigling |  | Distribution |  | 4.92 | Solar | Residential | 13422 LAKE TURNBERRY CIR | Orlando | FL | 32828 | Approved | NM-FL Net Metering | FL | 2009-08-25 | Connected | Photovoltaic |  | 4.182 | North Central |  | 2014-09-10 |  |  | Executed
DC | Volusia | Richard Rosario | 120/240 | Distribution | Qty 40 Canadian C56P 255W Solar Panels | 10.2 | Solar | Residential | 1740 N Tanner Ct | Deltona | FL | 32725 | Approved | NM-FL Net Metering | FL | 2015-04-07 | Connected | Photovoltaic |  | 8.67 | North Central | Single | 2015-04-06 |  | 2015-04-06 | Executed
DC | Buncombe | Richard Wasch | 120/240 | Distribution | QTY 26 LG 260 Mono X panels | 6.76 | Solar | Residential | 637 Upper Herron Cove RD | Asheville | NC | 28804 | Approved | NC NM-Net Metering for Renewable Energy Facilities | PEC Carolinas | 2014-03-20 | Connected | Photovoltaic |  | 6 | Western | Single | 2014-02-18 |  | 2014-02-18 | Executed
DC | Orange | Richard Showman SR | 120/240 | Distribution | Q-Cell | 1 | Solar | Residential | 46 PINE ST | Eustis | FL | 32726 | Approved | NM-FL Net Metering | FL | 2015-01-05 | Connected | Photovoltaic |  | 0.85 | North Central | Single | 2014-12-24 |  | 2014-12-24 | Executed
DC |  | Richard Small | 120/240 | Distribution | thirty MonoX LG260 260-W modules | 7.8 | Solar | Residential | 2901 S. Dale Ct | Bloomington | IN | 47401 | Approved | Net Metering - Standard Contract Rider No. 57 | IN | 2012-08-02 | Connected | Photovoltaic |  | 6.45 | Northern | Single | 2012-07-25 |  | 2012-07-25 | Executed
DC | Hamilton | Richard Sparks | 120/240 | Distribution | twenty-two 250-W Lightway solar panels | 5.5 | Solar | Residential | 2189 Pinney Ln | Cincinnati | OH | 45231 | Approved | Rider NM - Net Metering Rider - OH | OH/KY | 2014-07-24 | Connected | Photovoltaic |  | 4.73 | Central | Single | 2014-07-14 |  | 2014-07-14 | Executed
DC | Orange | Durham Technical Community College - Main Campus - NM | 480Y/277 | Distribution |  | 8.28 | Solar | Non-Residential | 525 College Park Rd | Hillsborough | NC | 27278 | Approved | NM-NC Net Metering | Carolinas | 2011-03-14 | Connected | Photovoltaic |  | 10.68 | Northern | 3-phase | 2011-04-07 |  | 2010-11-15 | Executed
DC | Durham | Durham Solar LLC |  | Distribution | Qty 15167Canadian Solar CS6X-300P | 4550.1 | Solar | Non-Residential | 721 Junction Rd | Durham | NC | 27704 | Approved | PP-N NC - Non-Hydroelectric Qualifying Facilities | Carolinas |  | Under Construction | Photovoltaic |  | 3200 | Northern | 3-phase | 2014-08-08 |  | 2014-08-08 | Open
DC | LAKE | Richard Tedaldi |  | Distribution |  | 8.09 | Solar | Residential | 230 BAYOU BEND RD, SOLAR POWER | GROVELAND | FL | 34736 | Approved | NM-FL Net Metering | FL | 2014-05-14 | Connected | Photovoltaic |  | 6.872 | South Central |  | 2014-09-10 |  |  | Executed
DC | Durham | Duke University | 480Y/277 | Transmission | Qty 138 SunPower E20-327 W Modules | 45.13 | Solar | Non-Residential | Substation NO. 5 | Durham | NC | 27708 | Approved | NM-NC Net Metering | Carolinas | 2014-04-17 | Connected | Photovoltaic |  | 40 | Northern | 3-phase | 2014-02-27 | 2014-04-17 | 2014-02-27 | Executed
DC | ORANGE | Richard Vyce |  | Distribution |  | 8.67 | Solar | Residential | 13316 FAIRWAY POINTE DR | ORLANDO | FL | 32828 | Approved | NM-FL Net Metering | FL | 2014-07-09 | Connected | Photovoltaic |  | 7.37 | South Central |  | 2014-09-10 |  |  | Executed
DC | Rutherford | Duck Solar, LLC |  | Distribution | Qty 21780 (285 Watt) Trina TSM-285 PA14 | 6207.3 | Solar | Non-Residential | 794 Mackey Freeman Rd | Forest City | NC | 28043 | Approved | PP-N NC - Non-Hydroelectric Qualifying Facilities | Carolinas |  | Under Construction | Photovoltaic |  | 5000 | Southern | 3-phase | 2013-01-11 |  | 2013-01-11 | Open
DC | Vigo county | Richard W Schmidt Jr | 120/240 | Distribution | forty-two 220-W Schⁿco MPE 220 PS 04 solar panels | 9.24 | Solar | Residential | 2951 Lower Sanford Rd | West Terre Haute | IN | 47885 | Approved | Net Metering - Standard Contract Rider No. 57 | IN | 2014-07-14 | Connected | Photovoltaic |  | 9 | Southern | Single | 2014-07-01 |  | 2014-07-01 | Executed
DC | CLERMONT | RICHARD T. QUINLAN | single |  | one hundred twelve 215-W SunPower SPR-215-WHT solar panels | 24.08 | Solar | Residential | 3962 GARDNER LN | CINCINNATI | OH | 45245 | Approved | Rider NM - Net Metering Rider - OH | OH/KY | 2009-07-31 | Connected | Photovoltaic |  | 21 | East | 120/240 |  |  |  | Executed
DC | Orange | Richard Weinsier |  | Distribution |  | 9.66 | Solar | Residential | 6824 SEMINOLE DR | Orlando | FL | 32812 | Approved | NM-FL Net Metering | FL | 2011-09-23 | Connected | Photovoltaic |  | 8.211 | South Central |  | 2014-09-10 |  |  | Executed
DC | Warren | Richard Welling | 120/240 | Distribution | forty-two 250-W solar panels | 10.5 | Solar | Residential | 2707 Waynesville Rd S | Morrow | OH | 45152 | Approved | Rider NM - Net Metering Rider - OH | OH/KY | 2012-11-02 | Connected | Photovoltaic |  | 8 | South | Single | 2012-09-25 |  | 2012-09-25 | Executed
DC | Clemont | Richard Westheimer | 120/240 | Distribution | Forty-four LG Mono X LG255S1C-G2 solar modules | 11.2 | Solar | Residential | 1395 Lake Allyn Rd | Batavia | OH | 45103 | Approved | Rider NM - Net Metering Rider - OH | OH/KY | 2012-06-29 | Connected | Photovoltaic |  | 10 | East | Single | 2012-06-12 |  | 2012-06-12 | Executed
DC | Pinellas | Richard Whittington |  | Distribution |  | 2.24 | Solar | Residential | 935 CEDARWOOD AVE | Dunedin | FL | 34698 | Approved | NM-FL Net Metering | FL | 2009-08-25 | Connected | Photovoltaic |  | 1.904 | South Coastal |  | 2014-09-10 |  |  | Executed
DC | Wake | Richards Advantage Inc - McDonalds Cary |  | Distribution |  | 39.6 | Solar | Non-Residential | 1830 Walnut Street | Cary | NC | 27518 | Approved | NC NM-Net Metering for Renewable Energy Facilities | PEC Carolinas | 2013-11-06 | Connected | Photovoltaic |  | 17.5 | Unknown |  | 2014-10-21 |  | 2013-03-28 | Executed
DC | Catawba | Dragstrip Farm, LLC |  | Distribution | 12,660 Canadian Solar CS6X-300P Modules | 6498 | Solar | Non-Residential | 200 Old Dragstrip St | Hickory | NC | 28601 | Approved | PP-N NC - Non-Hydroelectric Qualifying Facilities | Carolinas | 2014-11-04 | Connected | Photovoltaic | Dragstrip Farm | 4500 | Central | 3-phase | 2013-05-28 | 2014-11-13 | 2013-05-28 | Executed
DC | Guilford | Dr. Victoria Fonke | 120/240 | Distribution | Qty 23 Suniva 270W Solar Panels | 6.21 | Solar | Residential | 4209 Bitternut Trial | Greensboro | NC | 27410 | Approved | NM-NC Net Metering | Carolinas | 2015-05-28 | Connected | Photovoltaic |  | 5.52 | Northern | Single | 2015-03-02 | 2015-05-27 | 2015-03-02 | Executed
DC | Rowan | Dr. Richard Martin | 120/240 | Distribution | Qty 26 Q Cells Pro 290W Solar Panels | 7.54 | Solar | Residential | 340 Topsail Rd | Salisbury | NC | 28146 | Approved | NM-NC Net Metering | Carolinas | 2015-03-03 | Connected | Photovoltaic |  | 7.8 | Southern | Single | 2015-02-12 | 2015-03-02 | 2015-02-12 | Executed
DC | Mecklenberg | Dr. Pleas R. Guyer | 120/240 | Distribution | QTY: 16 SunPower E20/327 | 5.23 | Solar | Residential | 2501 Beretania Cir | Charlotte | NC | 28211 | Approved | NM-NC Net Metering | Carolinas | 2013-11-21 | Connected | Photovoltaic |  | 5 | Central | Single | 2013-10-02 | 2013-11-19 | 2013-10-02 | Executed
DC |  | Rob Haslett | 120/240 | Distribution | forty Mage Solar 250-W solar panels | 10 | Solar | Residential | 10208 E 350 S | Lafayette | IN | 47905 | Approved | Net Metering - Standard Contract Rider No. 57 | IN | 2013-06-04 | Connected | Photovoltaic |  | 9 | Northern | Single | 2013-05-21 |  | 2013-05-21 | Executed
DC | BUNCOMBE | ROB WESTALL | 120/240 | Distribution | QTY 16 ET 250 BLACK MODULE | 4 | Solar | Residential | 3 SPRUCE WAY | FAIRVIEW | NC | 28730 | Approved | NC NM-Net Metering for Renewable Energy Facilities | PEC Carolinas | 2014-03-25 | Connected | Photovoltaic |  | 3.44 | Western | Single | 2013-11-25 |  | 2013-11-25 | Executed
DC | Chatham | Rick and Karen Suberman | 120/240 | Distribution | 45 Scuco SPV 200W Solar Panels | 9 | Solar | Residential | 224 Henley Rd | Chapel Hill | NC | 27514 | Pending | NM-NC Net Metering | PEC Carolinas |  | Pending | Photovoltaic |  | 7 | Southern | Single | 2015-03-27 |  | 2015-03-27 | Open
DC | Buncombe | Robert & Lynne Smith | 120/240 | Distribution | QTY 16 Solar Edge 260 Panels | 4.16 | Solar | Residential | 14 MONROE PL | Asheville | NC | 28801 | Approved | NC NM-Net Metering for Renewable Energy Facilities | PEC Carolinas | 2014-03-20 | Connected | Photovoltaic |  | 3.8 | Western | Single | 2014-02-05 |  | 2014-02-05 | Executed
DC |  | Ridgeview Solar Center, LLC |  | Distribution | Qty 42768 305W Yingli YL 305P-35B | 13044.24 | Solar | Non-Residential | W Bobo Newsome HWY | McBee | SC | 29101 | Pending |  | PEC Carolinas |  | Pending | Photovoltaic |  | 9600 | Unknown | 3-phase | 2015-03-25 |  | 2015-03-25 | Open
DC | Forsyth | Dr. James David Branch - NM | 120/240 | Distribution |  | 10.06 | Solar | Non-Residential | 224 Town Run Ln | Winston Salem | NC | 27101 | Approved | PP-N NC - Non-Hydroelectric Qualifying Facilities | Carolinas | 2010-04-06 | Connected | Photovoltaic | Dr. Branch PV Installation | 10.56 | Northern | Single | 2011-04-07 |  | 2010-03-26 | Executed
DC | Catawba | Rita C. Sigmon | 120/240 | Distribution | (14) Samsung LPC250SM-08 | 3.5 | Solar | Residential | 3981 Laney Road | Maiden | NC | 28650 | Approved | NM-NC Net Metering | Carolinas | 2012-11-21 | Superseded | Photovoltaic |  | 3 | Central | Single | 2012-10-04 | 2012-11-21 | 2012-10-04 | Superceded
DC | Pinellas | Robert A DeSantis | 120/240 | Distribution | Renesola | 1 | Solar | Residential | 5671 ORANGE RD | Largo | FL | 33772 | Approved | NM-FL Net Metering | FL | 2014-10-31 | Connected | Photovoltaic |  | 0.85 | South Coastal | Single | 2014-10-31 |  | 2014-10-31 | Executed
DC | Buncombe | Robert A Gale | 120/240 | Distribution | QTY 20 Kyocera 250 KDGX-LFB2 Series Modules | 5 | Solar | Residential | 15 Adamswood Rd | Asheville | NC | 28803 | Approved | NC NM-Net Metering for Renewable Energy Facilities | PEC Carolinas | 2014-06-12 | Connected | Photovoltaic |  | 5 | Western | Single | 2014-04-30 |  | 2014-04-30 | Executed
DC | Catawba | Riverbend Solar Farm, LLC |  | Distribution | Qty 21660 (300 Watt) Canadian Solar CS6X-300P | 6498 | Solar | Non-Residential | 4979 N NC 16 Hwy | Conover | NC | 28613 | Cancelled | PP-N NC - Non-Hydroelectric Qualifying Facilities | Carolinas |  | Cancelled | Photovoltaic |  | 4500 | Central | 3-phase | 2013-01-16 |  | 2013-01-16 | Cancelled
DC | WABASH | RIVERBRIDGE ELEC LLC | 480Y/277 |  | six 205-W Kyocera KD205GX-LP solar panels | 1.23 | Solar | Non-Residential | 500 MAIN ST E | N MANCHESTER | IN | 46962 | Approved | Net Metering - Standard Contract Rider No. 57 | IN | 2009-05-01 | Connected | Photovoltaic |  | 1.23 | North | 3 phase |  |  |  | Executed
DC | Rutherford | RJ Solar, LLC |  | Distribution | Qty 21780 (285 Watt) Trina TSM-285 PA14 | 6207.3 | Solar | Non-Residential | 4264 Hall Dairy Rd | Claremont | NC | 28610 | Cancelled | PP-N NC - Non-Hydroelectric Qualifying Facilities | Carolinas |  | Cancelled | Photovoltaic |  | 5000 | Southern | 3-phase | 2013-01-11 |  | 2013-01-11 | Cancelled
DC | New Hanover | Robert A Pleasants | 120/240 | Distribution | Qty 12 LG290NIC MonoX | 3.48 | Solar | Residential | 1110 Bowfin Rd | Carolina Beach | NC | 28428 | Approved | NM-NC Net Metering | PEC Carolinas | 2013-11-21 | Connected | Photovoltaic |  | 3 | Eastern | Single | 2013-10-31 |  | 2013-10-31 | Executed
DC | Buncombe | Rob Mangum | 120/240 | Distribution | Qty 36 Sunmodule SW280 Solar Panels | 10.08 | Solar | Residential | 16 N. Main St | Weaverville | NC | 28787 | Pending | NM-NC Net Metering | PEC Carolinas |  | Pending | Photovoltaic |  | 10.08 | Western | Single | 2015-03-18 |  | 2015-03-18 | Open
DC | Seminole | Robert Tango |  | Distribution |  | 5.28 | Solar | Residential | 2315 MARKHAM WOODS RD | Longwood | FL | 32779 | Approved | NM-FL Net Metering | FL | 2011-12-12 | Connected | Photovoltaic |  | 4.488 | North Central |  | 2014-09-10 |  |  | Executed
DC | Guilford | Dr. Andrew J. Angyal | 120/240 | Distribution |  | 3 | Solar | Residential | 7149 Ludgate Rd | Gibsonville | NC | 27249 | Approved | NM-NC Net Metering | Carolinas | 2006-07-20 | Connected | Photovoltaic |  | 3 | Northern | Single | 2011-04-07 |  | 2006-07-11 | Executed
DC | Buncombe | Robert A. Beatty | 120/240 | Distribution |  | 13.75 | Solar | Residential | 788 Cane Creek Road | Fletcher | NC | 28732 | Approved | NC NM-Net Metering for Renewable Energy Facilities | PEC Carolinas | 2012-02-15 | Connected | Photovoltaic |  | 11 | Western | Single | 2012-10-18 |  |  | Executed
DC | Mecklenburg | Dr K Michael Rhyne | 120/240 | Distribution | Qty 32 QCells 270W Solar Panels | 8.64 | Solar | Residential | 16316 Harbor View Road | Charlotte | NC | 28278 | Approved | NM-NC Net Metering | Carolinas | 2015-06-16 | Connected | Photovoltaic |  | 9.6 | Central | Single | 2015-03-19 | 2015-05-26 | 2015-03-19 | Executed
DC | Seminole | Robert Andrescik |  | Distribution |  | 5.28 | Solar | Residential | 1568 CARRINGTON AVE | Winter Springs | FL | 32708 | Approved | NM-FL Net Metering | FL | 2012-07-31 | Connected | Photovoltaic |  | 4.488 | North Central |  | 2014-09-10 |  |  | Executed
DC | Buncombe | Robert Beatty | 120/240 | Distribution |  | 13.75 | Solar | Residential | 788 Cane Creek Road | Fletcher | NC | 28732 | Approved | NC NM-Net Metering for Renewable Energy Facilities | PEC Carolinas | 2012-02-15 | Connected | Photovoltaic |  | 11 | Western | Single | 2012-10-18 |  |  | Executed
DC | Buncombe | Robert Bencze | 120/240 | Distribution | Qty 20 (275 Watt) Solarworld Sunmodule SW275 Solar Panels | 5.5 | Solar | Residential | 110 Woodrow Ave | Asheville | NC | 28801 | Approved | NC NM-Net Metering for Renewable Energy Facilities | PEC Carolinas | 2014-12-09 | Connected | Photovoltaic |  | 4.24 | Western | Single | 2014-10-17 |  | 2014-10-17 | Executed
DC | Alamance | Douglas Russell | 120/240 | Distribution | QTY: 44 LG 270 | 11.88 | Solar | Residential | 2589 Deep Crk Ch Rd | Burlington | NC | 27217 | Approved | NM-NC Net Metering | Carolinas | 2014-06-03 | Connected | Photovoltaic |  | 10 | Northern | Single | 2014-04-28 | 2014-06-02 | 2014-04-28 | Executed
DC | Polk | Douglas E. Harmon | 120/240 | Distribution |  | 3.6 | Solar | Residential | 335 Harmons Dairy Ln | Columbus | NC | 28722 | Approved | NM-NC Net Metering | Carolinas | 2010-09-20 | Connected | Photovoltaic |  | 3.6 | Southern | Single | 2011-04-07 |  | 2010-08-13 | Executed
DC | Catawba | Douglas and Donna Slipko | 120/240 | Distribution | 12 (235 Watt) LG Monocrystalline Solar Modules | 3.24 | Solar | Residential | 9086 Burroughs Court | Sherrills Ford | NC | 28673 | Approved | NM-NC Net Metering | Carolinas | 2014-05-29 | Connected | Photovoltaic |  | 6.06 | Central | Single | 2014-04-23 | 2014-05-29 | 2014-04-23 | Executed
DC | Rockingham | Douglas Smith | 120/240 | Distribution | 18 Suniva 260 Watt modules | 4.68 | Solar | Residential | 1645 US 158 | Reidsville | NC | 27320 | Approved | NM-NC Net Metering | Carolinas | 2013-04-12 | Connected | Photovoltaic |  | 3.87 | Northern | Single | 2013-03-01 | 2013-04-11 | 2013-03-08 | Executed
DC | Seminole | Robert B Loar | 120/240 | Distribution | Qty 4 Q Pro G3 250W Solar Panels | 1 | Solar | Residential | 201 Clemens Ct | Orlando | FL | 32828 | Pending | NM-FL Net Metering | FL |  | Pending | Photovoltaic |  | 0.85 | North Central | Single | 2015-06-15 |  | 2015-06-15 | Open
DC |  | Robert B Vannatta | 120/240 | Distribution | Three 100-W RNG solar panels | 0.3 | Solar | Residential | 1718 S Miller St | Shelbyville | IN | 46176 | Pending | Net Metering - Standard Contract Rider No. 57 | IN |  | Pending | Photovoltaic |  | 0.2 | Southern | Single | 2015-03-26 |  | 2015-03-26 | Open
DC |  | Robert C Engel | 120/240 | Distribution | Thirty-Two 245 Watt Suntech Solar Panels | 7.84 | Solar | Residential | 10653 Colerain Road | Cincinnati | OH | 45252 | Approved | Rider NM - Net Metering Rider - OH | OH/KY | 2011-12-13 | Connected | Photovoltaic |  | 6.88 | South | Single | 2011-12-01 |  | 2011-12-01 | Executed
DC | Henderson | Robert Beaty Services, LLC |  | Distribution |  |  | Solar | Non-Residential | Unknown | Fletcher | NC | 28732 | Approved |  | PEC Carolinas |  | Pending | Photovoltaic |  | 11 | Unknown |  | 2014-10-21 |  | 2012-05-02 | Open
DC |  | Robert C Engel | 120/240 | Distribution | Seventeen 245 Suntech Solar Panels | 4.17 | Solar | Residential | 10653 Colerain Road | Cincinnati | OH | 45252 | Approved | Rider NM - Net Metering Rider - OH | OH/KY | 2011-12-13 | Connected | Photovoltaic |  | 3.66 | South | Single | 2011-12-01 |  | 2011-12-01 | Executed
DC | Iredell | Robert Bosch LLC | 208Y/120 | Distribution | qty 24 Bosch Solar Module c-Si M 60 250 w PV Modules | 6 | Solar | Non-Residential | 256 Raceway Drive Unit# 4 | Mooresville | NC | 28117 | Pending | NM-NC Net Metering | Carolinas |  | Pending | Photovoltaic |  | 6 | Central | Single | 2015-04-10 |  | 2015-04-10 | Open
DC | BUNCOMBE | Robert Broadhead | 120/240 |  |  | 6.15 | Solar | Residential | 328 Martins Creek Road | Barnardsville | NC | 28709 | Approved | NC CSP-Cogeneration and Small Power Producer-Sell All | PEC Carolinas | 2010-08-18 | Connected | Photovoltaic |  | 4.92 | Western | Single | 2012-10-18 |  |  | Executed
DC |  | Robert C. Price | 120/240 | Distribution | Seventeen 230 Watt Bosch Solar Panels | 3.91 | Solar | Residential | 1329 S High St. | Bloomington | IN | 47401 | Approved | Net Metering - Standard Contract Rider No. 57 | IN | 2012-02-03 | Connected | Photovoltaic |  | 3.66 | Southern | Single | 2012-01-31 |  | 2012-01-31 | Executed
DC | Alamance | Douglas Albright Thompson | 120/240 | Distribution |  | 3.37 | Solar | Non-Residential | 6357 N NC Highway 62 | Burlington | NC | 27217 | Approved | PP-N NC - Non-Hydroelectric Qualifying Facilities | Carolinas | 2011-05-17 | Connected | Photovoltaic | Thompson PV Installation | 3 | Northern | Single | 2011-05-16 |  | 2011-04-28 | Executed
DC | Burke | Doug Perkins | 120/240 | Distribution | Qty 12 (255 Watt) Trina TSM-255PC/PA05A | 3.06 | Solar | Residential | 3410 Muddy Creek Rd | Morganton | NC | 28655 | Approved | NM-NC Net Metering | Carolinas | 2013-04-12 | Connected | Photovoltaic |  | 3 | Central | Single | 2013-01-28 | 2013-04-03 | 2013-01-28 | Executed
|  | Robert Bunzel | [5 empty] | Residential | 287 America Dr | Selma | NC | 27576 | Pending |  | PEC Carolinas |  |  | Photovoltaic |  |  | Northern |  | 2015-06-11 |  | 2015-06-11 | Open
DC | Volusia | Robert Hill |  | Distribution |  | 4.9 | Solar | Residential | 721 TULIP CT | DELTONA | FL | 32725 | Approved | NM-FL Net Metering | FL | 2010-06-21 | Cancelled | Photovoltaic |  | 4.165 | North Central |  | 2014-09-10 |  |  | Cancelled
DC | Rockingham | Doug Henderson-James | 120/240 | Distribution |  | 2.08 | Solar | Residential | 163 Pebble Ln | Reidsville | NC | 27701 | Approved | SCG-NC Small Customer Generator Rider | Carolinas | 2007-01-31 | Connected | Photovoltaic |  | 1.6 | Northern | Single | 2011-04-07 |  | 2006-11-13 | Executed
DC | Marion | Robert Chadwick |  | Distribution |  | 5.28 | Solar | Residential | 21865 SW 85TH LOOP | DUNNELLON | FL | 34431 | Approved | NM-FL Net Metering | FL | 2012-12-28 | Connected | Photovoltaic |  | 4.488 | North Coastal |  | 2014-09-10 |  |  | Executed
DC | Buncombe | Robert Clark Ballard |  | Distribution | QTY 14 LG 260S Monox | 3.64 | Solar | Residential | 15 Ridge Ave | Asheville | NC | 28803 | Approved | NC NM-Net Metering for Renewable Energy Facilities | PEC Carolinas | 2014-05-02 | Connected | Photovoltaic |  | 3.64 | Western | Single | 2014-03-13 |  | 2014-03-13 | Executed
DC | Lake | Robert D Crawford |  | Distribution |  | 5.04 | Solar | Non-Residential | 41220 STATE ROAD 19 | Umatilla | FL | 32784 | Approved | NM-FL Net Metering | FL | 2009-09-01 | Connected | Photovoltaic |  | 4.284 | North Central |  | 2014-09-10 |  |  | Executed
DC | Mecklenburg | Dorsena Palmer | 120/240 | Distribution | Qty 5 Rensola 250W Solar Panels | 1.25 | Solar | Residential | 4630 Esmeralda Dr | Charlotte | NC | 28269 | Approved | NM-NC Net Metering | Carolinas | 2015-06-03 | Connected | Photovoltaic |  | 1.08 | Central | Single | 2015-04-23 | 2015-06-02 | 2015-04-23 | Executed
DC | Forsyth | Dorothy Baumer | 120/240 | Distribution | QTY 18 Suniva Optimus 60 - 255 | 4.59 | Solar | Residential | 2750 Vienna Dozier Rd | Pfafftown | NC | 27040 | Approved | NM-NC Net Metering | Carolinas | 2013-09-24 | Connected | Photovoltaic |  | 3.87 | Northern | Single | 2013-09-04 | 2013-10-08 | 2013-09-04 | Executed
DC | Lake | Robert Daday | 120/240 | Distribution | Qty 8 Canadian Solar#CS6P-255PX Solar Panels | 2.04 | Solar | Residential | 87 Bayou Bend Rd | Groveland | FL | 34736 | Approved | NM-FL Net Metering | FL | 2015-03-12 | Connected | Photovoltaic |  | 1.73 | South Central | Single | 2015-02-23 |  | 2015-02-23 | Executed
DC | Lake | Robert Donahue | 120/240 | Distribution |  | 6.5 | Solar | Residential | 231 BAYOU BEND RD, SOLAR POWER | Groveland | FL | 34736 | Approved | NM-FL Net Metering | FL | 2014-12-18 | Connected | Photovoltaic |  | 5.52 | South Central | Single | 2014-11-07 |  | 2014-11-07 | Executed
DC | Orange | Dorothy A Erie | 120/240 | Distribution | Qty 21 (300 Watt) Sharp ND-F4Q300 | 6.3 | Solar | Residential | 1906 Western Trl | Chapel Hill | NC | 27516 | Approved | NM-NC Net Metering | Carolinas | 2013-12-23 | Connected | Photovoltaic |  | 6 | Northern | Single | 2013-10-30 | 2013-12-20 | 2013-10-30 | Executed
DC | Orange | Doreen Michaud | 120/240 | Distribution |  | 3.36 | Solar | Residential | 60 Sun Forest Wy | Chapel Hill | NC | 27517 | Approved | SCG-NC Small Customer Generator Rider | Carolinas | 2010-03-11 | Connected | Photovoltaic |  | 3 | Northern | Single | 2011-04-07 |  | 2009-11-23 | Executed
DC | Citrus | Robert Butterfield |  | Distribution |  | 4.41 | Solar | Residential | 8270 S LAKE CONSUELLA DR | FLORAL CITY | FL | 34436 | Approved | NM-FL Net Metering | FL | 2013-05-10 | Connected | Photovoltaic |  | 3.749 | North Coastal |  | 2014-09-10 |  |  | Executed
DC | Citrus | Robert Butterfield |  | Distribution |  | 5.2 | Solar | Residential | 8270 S LAKE CONSUELLA DR | FLORAL CITY | FL | 34436 | Approved | NM-FL Net Metering | FL | 2012-05-22 | Connected | Photovoltaic |  | 4.42 | North Coastal |  | 2014-09-10 |  |  | Executed
DC | Mecklenburg | Donna Tillman | 120/240 | Distribution | Qty 4 250W ReneSola Solar Panels | 1 | Solar | Residential | 3409 Linden Berry Ln | Charlotte | NC | 28269 | Approved | NM-NC Net Metering | Carolinas | 2014-12-05 | Connected | Photovoltaic |  | 0.86 | Central | Single | 2014-09-15 | 2014-12-03 | 2014-09-15 | Executed
DC | JOHNSTON | Robert Depew | 120/240 |  |  | 5.75 | Solar | Residential | 1075 Denning Road | Benson | NC | 27504 | Approved | NC CSP-Cogeneration and Small Power Producer-Sell All | PEC Carolinas | 2010-12-22 | Connected | Photovoltaic |  | 4.6 | Eastern | Single | 2012-10-18 |  |  | Executed
DC | OSCEOLA | Robert Doktor |  | Distribution |  | 5.5 | Solar | Residential | 204 GRAND CANAL DRIVE | KISSIMMEE | FL | 34759 | Approved | NM-FL Net Metering | FL | 2013-10-29 | Connected | Photovoltaic |  | 4.675 | South Central |  | 2014-09-10 |  |  | Executed
DC | Alexander | Donna S. Johnson | 120/240 | Distribution |  | 0.7 | Solar | Residential | 15 Mull DR | Taylorsville | NC | 28681 | Approved | NM-NC Net Metering | Carolinas | 2011-06-28 | Connected | Photovoltaic |  | 0.7 | Central | Single | 2011-05-16 |  | 2011-03-25 | Executed
DC | Marion | Robert Salyers |  | Distribution |  | 1.3 | Solar | Residential | 17400 SE 155th AVE | Weirsdale | FL | 32195 | Approved | NM-FL Net Metering | FL | 2011-01-05 | Connected | Photovoltaic |  | 1.105 | North Coastal |  | 2014-09-10 |  |  | Executed
DC | Polk | Robert Weikert |  | Distribution |  | 7.38 | Solar | Residential | 3471 HARBOR BEACH DR | Lake Wales | FL | 33853 | Approved | NM-FL Net Metering | FL | 2009-07-23 | Connected | Photovoltaic |  | 6.273 | South Central |  | 2014-09-10 |  |  | Executed
DC | Pinellas | Robert Wilson |  | Distribution |  | 5.04 | Solar | Residential | 2632 BEACH BLVD S | Gulfport | FL | 33707 | Approved | NM-FL Net Metering | FL | 2010-04-19 | Connected | Photovoltaic |  | 4.284 | South Coastal |  | 2014-09-10 |  |  | Executed
DC |  | Donna Joy Serna | 120/240 | Distribution |  | 1.44 | Solar | Residential | 43 Chapel Hill Cir | Simpsonville | SC | 29681 | Approved | NM-SC Net Metering | Carolinas | 2013-05-15 | Connected | Photovoltaic |  | 1.44 | Southern | Single | 2013-04-22 | 2013-05-13 | 2013-04-22 | Executed
DC |  | Robert Ellis | 120/240 | Distribution | 10 Helios 6T 250W Solar Modules | 2.5 | Solar | Residential | 511 S Euclid Ave | Bloomington | IN | 47403 | Approved | Net Metering - Standard Contract Rider No. 57 | IN | 2012-10-22 | Connected | Photovoltaic |  | 2.15 | Northern | Single | 2012-09-28 |  | 2012-09-28 | Executed
DC |  | Robert E George |  |  | 10 200W panels, 11 230W panels | 4.53 | Solar | Residential | 11194 Kelly LN | Noblesville | IN | 46060 | Approved | Net Metering - Standard Contract Rider No. 57 | IN | 2013-10-21 | Connected | Photovoltaic |  | 4.5 | Northern |  | 2013-08-14 |  | 2013-08-14 | Executed
DC | Polk | Robert Andrews |  | Distribution |  | 4.37 | Solar | Residential | 401 STAR RIDGE DR | LAKE WALES | FL | 33853 | Approved | NM-FL Net Metering | FL | 2011-06-22 | Connected | Photovoltaic |  | 3.715 | South Central |  | 2014-09-10 |  |  | Executed
DC | Orange | Robert Gowan |  | Distribution |  | 9.84 | Solar | Residential | 13920 E LAKE MARY JANE RD | ORLANDO | FL | 32832 | Approved | NM-FL Net Metering | FL | 2012-01-03 | Connected | Photovoltaic |  | 8.364 | South Central |  | 2014-09-10 |  |  | Executed
DC | Pinellas | Robert F Macchione | 120/240 | Distribution | Solar World | 21.33 | Solar | Residential | 17561 Cedarwood Loop | Lutz | FL | 33558 | Approved | NM-FL Net Metering | FL | 2014-09-30 | Connected | Photovoltaic |  | 18.13 | South Coastal | Single | 2014-09-28 |  | 2014-09-28 | Executed
DC | Onslow | Robert F. Gardner | 120/240 | Distribution |  | 3.06 | Solar | Residential | 420 Chestnut Street | Swansboro | NC | 28584 | Approved | NC NM-Net Metering for Renewable Energy Facilities | PEC Carolinas | 2011-05-05 | Connected | Photovoltaic |  | 2.45 | Eastern | Single | 2012-10-18 |  |  | Executed
DC | Forsyth | Donna Hall | 120/240 | Distribution | Qty 16 250W Mage Powertec Solar Panels | 4 | Solar | Residential | 4027 Woodlake Rd | Winston Salem | NC | 27127 | Approved | NM-NC Net Metering | Carolinas | 2014-12-12 | Connected | Photovoltaic |  | 3.81 | Northern | Single | 2014-08-06 | 2014-10-28 | 2014-08-06 | Executed
DC | Mecklenburg | Donna D Durfee | 120/240 | Distribution | Qty 14 QCell 290W Solar Panels | 4.06 | Solar | Residential | 2100 Collingdale Place | Charlotte | NC | 28210 | Approved | NM-NC Net Metering | Carolinas | 2015-06-12 | Connected | Photovoltaic |  | 4.06 | Central | Single | 2015-05-06 | 2015-06-04 | 2015-05-06 | Executed
DC |  | Robert Flynn and Yvonne Wittmann | 120/240 | Distribution | eighteen Schott Perform Ply 245-W solar panels | 4.41 | Solar | Residential | 1917 Arden Dr. E. | Bloomington | IN | 47401 | Approved | Net Metering - Standard Contract Rider No. 57 | IN | 2013-05-13 | Connected | Photovoltaic |  | 3.87 | Southern | Single | 2013-05-03 |  | 2013-05-03 | Executed
DC | Hernando | Robert Dietrich |  | Distribution |  | 7.02 | Solar | Residential | 18010 FORT DADE AVE | BROOKSVILLE | FL | 34601 | Approved | NM-FL Net Metering | FL | 2010-05-05 | Connected | Photovoltaic |  | 5.967 | North Coastal |  | 2014-09-10 |  |  | Executed
DC | Macon | Donn Erickson | 120/240 | Distribution | 9 (255 Watt) Siliken SLK60P6L Solar Modules | 2.3 | Solar | Residential | 404 Byrd Farm Rd | Franklin | NC | 28734 | Approved | NM-NC Net Metering | Carolinas | 2012-07-25 | Connected | Photovoltaic |  | 4.5 | Southern | Single | 2012-06-12 | 2012-07-23 | 2012-06-12 | Executed
DC | Pinellas | Robert Glickler | 120/240 | Distribution | Sun Module-Euphase | 10 | Solar | Residential | 1842 TREE SWALLOW WAY | Palm Harbor | FL | 34683 | Approved | NM-FL Net Metering | FL | 2014-11-18 | Connected | Photovoltaic |  | 8.5 | South Coastal | Single | 2014-11-10 |  | 2014-11-10 | Executed
DC | Orange | Robert Abrams |  | Distribution |  | 5.04 | Solar | Residential | 7648 SAN REMO PL | Orlando | FL | 32835 | Approved | NM-FL Net Metering | FL | 2009-12-09 | Connected | Photovoltaic |  | 4.284 | South Central |  | 2014-09-10 |  |  | Executed
DC | Monroe | Robert H Austin | 120/240 | Distribution | thirty-five 280-W LG280N1C-G3 solar panels | 9.8 | Solar | Residential | 3120 Tapps Turn | Bloomington | IN | 47401 | Approved | Net Metering - Standard Contract Rider No. 57 | IN | 2013-10-21 | Connected | Photovoltaic |  | 8.75 | Southern | Single | 2013-10-14 |  | 2013-10-14 | Executed
DC | Marion | Robert King |  | Distribution |  | 5.25 | Solar | Residential | 9219 SE 118TH LOOP, SHERWOOD | SUMMERFIELD | FL | 34491 | Approved | NM-FL Net Metering | FL | 2009-12-16 | Connected | Photovoltaic |  | 4.463 | North Coastal |  | 2014-09-10 |  |  | Executed
DC | Marion | Robert Shuler |  | Distribution |  | 2.7 | Solar | Residential | 11752 SE 91ST CIR | SUMMERFIELD | FL | 35313 | Approved | NM-FL Net Metering | FL | 2009-09-28 | Connected | Photovoltaic |  | 2.295 | North Coastal |  | 2014-09-10 |  |  | Executed
DC | Howard | Robert H Stockton | 120/240 | Distribution | Twelve 230 Watt REC Peak Energy Solar Panels | 2.76 | Solar | Residential | 13164 350 S E | Greentown | IN | 46936 | Approved | Net Metering - Standard Contract Rider No. 57 | IN | 2011-07-11 | Connected | Photovoltaic |  | 2.76 | Northern | Single | 2011-06-27 |  | 2011-06-27 | Executed
DC | WAKE | Robert G. Kellam | 120/240 |  |  | 5.18 | Solar | Non-Residential | 731 N. Rogers Lane | Raleigh | NC | 27610 | Approved | NC CSP-Cogeneration and Small Power Producer-Sell All | PEC Carolinas | 2010-12-23 | Connected | Photovoltaic |  | 4.14 | Northern | Single | 2012-10-18 |  |  | Executed
DC | NEW HANOVER | Robert Ginsberg | 120/240 |  |  | 2.5 | Solar | Residential | 805 Mississippi Avenue | Kure Beach | NC | 28449 | Approved | NC CSP-Cogeneration and Small Power Producer-Sell All | PEC Carolinas | 2010-02-05 | Connected | Photovoltaic |  | 2 | Eastern | Single | 2012-10-18 |  |  | Executed
DC | OSCEOLA | Robert Haas | 120/240 | Distribution |  | 10 | Solar | Residential | 407 GREENBRIER AVE | Celebration | FL | 34747 |  | NM-FL Net Metering | FL | 2014-04-09 | Connected | Photovoltaic |  | 8.5 | South Central | Single | 2014-10-28 |  | 2014-10-28 | Executed
DC | Pinellas | Robert Hideck | 120/240 | Distribution | Qty 21 Solar World 285W Solar Panels | 5.99 | Solar | Residential | 3340 Coontie Ct | New Port Richey | FL | 34655 | Approved | NM-FL Net Metering | FL | 2015-06-16 | Connected | Photovoltaic |  | 5.087 | South Coastal | Single | 2015-06-10 |  | 2015-06-10 | Executed
DC | Iredell | Donald W. Sink | 120/240 | Distribution | 28 Siliken SLK60P6L 250w Panels | 7 | Solar | Residential | 321 Normandy Rd | Mooresville | NC | 28117 | Approved | NM-NC Net Metering | Carolinas | 2012-09-20 | Connected | Photovoltaic |  | 6.02 | Central | Single | 2012-08-27 | 2012-09-12 | 2012-08-27 | Executed
DC | Pinellas | Robert Hyer | 120/240 | Distribution | Qty 4 Q Pro-G3/250watts, Solar Panels | 1 | Solar | Residential | 4435 6th Ave N. | St Petersburg | FL | 33713 | Approved | NM-FL Net Metering | FL | 2015-05-13 | Connected | Photovoltaic |  | 0.85 | South Coastal | Single | 2015-04-27 |  | 2015-04-27 | Executed
DC | Pinellas | Robert Adams |  | Distribution |  | 10.34 | Solar | Residential | 816 3RD AVE S | TIERRA VERDE | FL | 33715 | Approved | NM-FL Net Metering | FL | 2014-01-23 | Connected | Photovoltaic |  | 8.785 | South Coastal |  | 2014-09-10 |  |  | Executed
DC | Gaston | Robert H Stafford Jr | 120/240 | Distribution | Qty 4 Renesola 250W solar panels | 1 | Solar | Residential | 106 Julia St | Mount Holly | NC | 28120 | Pending | NM-NC Net Metering | Carolinas |  | Pending | Photovoltaic |  | 0.86 | Central | Single | 2015-05-06 |  | 2015-05-06 | Open
DC | Spartanburg | Donald T. Brown | 120/240 | Distribution |  | 2.8 | Solar | Residential | 5018 Weitz St | Spartanburg | SC | 29301 | Approved | NM-SC Net Metering | Carolinas | 2010-03-12 | Connected | Photovoltaic |  | 2.8 | Southern | Single | 2011-04-07 |  | 2010-03-03 | Executed
DC | MARION | Robert Liles |  | Distribution |  | 10 | Solar | Residential | 12555 SE 142ND AVE | OCKLAWAHA | FL | 32179 | Approved | NM-FL Net Metering | FL | 2014-01-16 | Connected | Photovoltaic |  | 8.5 | North Coastal |  | 2014-09-10 |  |  | Executed
DC | NEW HANOVER | Robert Hicks | 120/240 |  |  | 1.5 | Solar | Residential | 815 Johns Orchard Lane | Wilmington | NC | 28411 | Approved | NC CSP-Cogeneration and Small Power Producer-Sell All | PEC Carolinas | 2010-02-10 | Connected | Photovoltaic |  | 1.2 | Eastern | Single | 2012-10-18 |  |  | Executed
DC | Mecklenburg | Donald S. Allen | 120/240 | Distribution | QTY 10 Sunmodule SW 265 mono | 2.65 | Solar | Residential | 1822 Cavendish Ct | Charlotte | NC | 28211 | Approved | NM-NC Net Metering | Carolinas | 2014-05-21 | Connected | Photovoltaic |  | 2.65 | Central | Single | 2014-04-22 | 2014-04-30 | 2014-04-22 | Executed
DC | Marion | Robert Watts |  | Distribution |  | 0.74 | Solar | Residential | 4320 SE 62ND ST | OCALA | FL | 34480 | Approved | NM-FL Net Metering | FL | 2012-03-21 | Connected | Photovoltaic |  | 0.629 | North Coastal |  | 2014-09-10 |  |  | Executed
DC | Lake | Robert Holzer | 120/240 | Distribution | Qty 22 Yingli 250W Solar Panels | 5.5 | Solar | Residential | 83 Bayou Bend Rd | Groveland | FL | 34736 | Approved | NM-FL Net Metering | FL |  | Pending | Photovoltaic |  | 4.675 | South Central | Single | 2015-06-12 |  | 2015-06-12 | Open
DC | Guilford | Donald P. Norman | 24,940Y/14,400 | Distribution | 12 Samsung PV-MBA1BG250 Panels | 3 | Solar | Residential | 6988 Brandiwood Circle | Summerfield | NC | 27358 | Approved | NM-NC Net Metering | Carolinas | 2012-12-11 | Connected | Photovoltaic |  | 2.58 | Northern | Single | 2012-10-30 | 2012-12-04 | 2012-10-30 | Executed
DC | Transylvania | Donald McCarson | 120/240 | Distribution | Qty 24 Solarworld 280W Solar Panels | 6.72 | Solar | Residential | 3953 Crab Creek Rd | Penrose | NC | 28766 | Approved | NM-NC Net Metering | Carolinas | 2015-05-01 | Connected | Photovoltaic |  | 5.76 | Central | Single | 2015-04-21 | 2015-05-01 | 2015-04-21 | Executed
DC | Pinellas | Robert Adams |  | Distribution |  | 5.25 | Solar | Residential | 816 3RD AVE S | TIERRA VERDE | FL | 33715 | Approved | NM-FL Net Metering | FL | 2009-05-04 | Cancelled | Photovoltaic |  | 4.463 | South Coastal |  | 2014-09-10 |  |  | Cancelled
DC | Clermont | Robert L Bolce | 120/240 | Distribution | twenty-two 270-W Suniva Optimus OPT270-60-4-1B0 solar panels | 5.94 | Solar | Residential | 3160 Bethel Concord Rd | Bethel | OH | 45106 | Approved | Rider NM - Net Metering Rider - OH | OH/KY | 2015-01-13 | Connected | Photovoltaic |  | 5.94 | East | Single | 2014-12-11 |  | 2014-12-11 | Executed
DC | Pinellas | Robert Kisiel |  | Distribution |  | 4.4 | Solar | Residential | 2748 SEA PINES CIR E | CLEARWATER | FL | 33761 | Approved | NM-FL Net Metering | FL | 2014-07-10 | Connected | Photovoltaic |  | 3.74 | South Coastal |  | 2014-09-10 |  |  | Executed
DC | Hamilton | Robert L Lenhart | 120/240 | Distribution | forty-seven 255-W REC255PE solar panels | 11.99 | Solar | Residential | 1068 Pineknot Ln | Cincinnati | OH | 45238 | Approved | Rider NM - Net Metering Rider - OH | OH/KY | 2014-09-08 | Connected | Photovoltaic |  | 10.6 | Central | Single | 2014-08-28 |  | 2014-08-28 | Executed
DC | Buncombe | Robert L Stolz | 120/240 | Distribution | QTY 28 Sunmodule Plus SW 280 Mono | 7.84 | Solar | Residential | 336 Barnard Ave | Asheville | NC | 28804 | Approved | NC NM-Net Metering for Renewable Energy Facilities | PEC Carolinas | 2014-12-11 | Connected | Photovoltaic |  | 7 | Western | Single | 2014-08-18 |  | 2014-08-18 | Executed
DC | Hamilton | Robert L Wing II | 120/240 | Distribution | thirty-two 260-W Suniva Optimus OPT260-60-4-1B0 solar panels | 8.32 | Solar | Residential | 4773 Rumpke Rd | Cincinnati | OH | 45245 | Approved | Rider NM - Net Metering Rider - OH | OH/KY | 2014-07-22 | Connected | Photovoltaic |  | 10.805 | East | Single | 2014-07-18 |  | 2014-07-18 | Executed
DC | Buncombe | Robert Louttit | 120/240 | Distribution | QTY 30 Q.Pro-G3 260 Watt Modules | 7.8 | Solar | Residential | 21 Pinnacle Pine Trl | Candler | NC | 28715 | Approved | NC NM-Net Metering for Renewable Energy Facilities | PEC Carolinas | 2015-01-28 | Connected | Photovoltaic |  | 7.6 | Western | Single | 2014-11-05 |  | 2014-11-05 | Executed
DC | Orange | Robert M Cirone |  | Distribution |  | 13.72 | Solar | Non-Residential | 816 MARY'S PARK PL | WINTER GARDEN | FL | 34787 | Approved | NM-FL Net Metering | FL | 2013-04-29 | Connected | Photovoltaic |  | 11.662 | South Central |  | 2014-09-10 |  |  | Executed
DC | Marion | Robert Couch |  | Distribution |  | 5.32 | Solar | Residential | 3600 SE 52ND ST | Ocala | FL | 34480 | Approved | NM-FL Net Metering | FL | 2009-07-23 | Connected | Photovoltaic |  | 4.522 | North Coastal |  | 2014-09-10 |  |  | Executed
DC | Groveland | Robert M Simonson | 120/240 | Distribution |  | 6.25 | Solar | Residential | 101 MIST FLOWER LN, SOLAR PWR | Groveland | FL | 34736 | Approved | NM-FL Net Metering | FL | 2014-11-07 | Connected | Photovoltaic |  | 5.31 | South Central | Single | 2014-12-11 |  | 2014-12-11 | Executed
DC | Orange | Robert M. McKey | 120/240 | Distribution | Qty 21 SW275w solar panels | 5.77 | Solar | Residential | 1110 Wineberry Ct | Ocoee | FL | 34761 | Approved | NM-FL Net Metering | FL | 2015-03-12 | Connected | Photovoltaic |  | 4.91 | South Central | Single | 2015-03-09 |  | 2015-03-09 | Executed
DC | Polk | Robert Martin | 120/240 | Distribution | Qty 20 SW-250 W solar panels | 5 | Solar | Residential | 947 Wild Flower Rd | Davenport | FL | 33837 | Approved | NM-FL Net Metering | FL | 2015-04-14 | Connected | Photovoltaic |  | 4.25 | South Central | Single | 2015-04-13 |  | 2015-04-13 | Executed
DC | LAKE | Robert Miller |  | Distribution |  | 7.35 | Solar | Residential | 187 BALMY COAST RD, SOLAR POWER | GROVELAND | FL | 34736 | Approved | NM-FL Net Metering | FL | 2014-06-03 | Connected | Photovoltaic |  | 6.248 | South Central |  | 2014-09-10 |  |  | Executed
DC | Pinellas | Robert Moonie |  | Distribution |  | 5.53 | Solar | Residential | 2270 TONIWOOD LN | Palm Harbor | FL | 34685 | Approved | NM-FL Net Metering | FL | 2010-02-01 | Connected | Photovoltaic |  | 4.701 | South Coastal |  | 2014-09-10 |  |  | Executed
DC | POLK | Robert Moulton |  | Distribution |  | 1.96 | Solar | Residential | 577 VISTA SOL DRIVE | DAVENPORT | FL | 33837 | Approved | NM-FL Net Metering | FL | 2014-01-10 | Connected | Photovoltaic |  | 1.666 | South Central |  | 2014-09-10 |  |  | Executed
DC | LAKE | Robert Nicosia |  | Distribution |  | 7.5 | Solar | Residential | 342 SALT MARSH LN, SOLAR PWR | GROVELAND | FL | 34736 | Approved | NM-FL Net Metering | FL | 2014-05-12 | Connected | Photovoltaic |  | 6.375 | South Central |  | 2014-09-10 |  |  | Executed
DC | LAKE | Robert Simonson |  | Distribution |  | 6.25 | Solar | Residential | 101 MIST FLOWER LN, SOLAR PWR | GROVELAND | FL | 34736 | Approved | NM-FL Net Metering | FL | 2014-07-01 | Cancelled | Photovoltaic |  | 5.313 | South Central |  | 2014-09-10 |  |  | Cancelled
DC | Buncombe | Robert Oliver Lundquist | 120/240 | Distribution | Qty 24 (280 Watt) Solar World 280 PV panels | 6.72 | Solar | Residential | 63 Forest Lake Dr | Asheville | NC | 28803 | Approved | NC NM-Net Metering for Renewable Energy Facilities | PEC Carolinas | 2015-05-15 | Connected | Photovoltaic |  | 6 | Western | Single | 2015-03-20 |  | 2015-03-20 | Executed
DC | Monroe | Robert P Althauser | 120/240 | Distribution | 34 (230 Watt) Bosch c-Si M60 Solar Panels | 7.82 | Solar | Residential | 2320 E Woodstock PL | Bloomington | IN | 47401 | Approved | Net Metering - Standard Contract Rider No. 57 | IN | 2012-05-09 | Connected | Photovoltaic |  | 7.31 | Southern | Single | 2012-04-11 |  | 2012-04-11 | Executed
DC | Pinellas | Robert P Hordern | 120/240 | Distribution | Qty 20 Axitec 250W Solar Panels | 5 | Solar | Residential | 1719 Manchester Dr | Clearwater | FL | 33756 | Approved | NM-FL Net Metering | FL | 2015-06-12 | Connected | Photovoltaic |  | 4.25 | South Coastal | Single | 2015-06-08 |  | 2015-06-08 | Executed
DC | Seminole | Robert Degaine |  | Distribution |  | 5.04 | Solar | Residential | 1724 FOXGLEN CT | Winter Springs | FL | 32708 | Approved | NM-FL Net Metering | FL | 2009-10-15 | Connected | Photovoltaic |  | 4.284 | North Central |  | 2014-09-10 |  |  | Executed
DC | Orange | Robert Adams |  | Distribution |  | 10 | Solar | Residential | 16852 AVANT DR | WINTER GARDEN | FL | 34787 | Approved | NM-FL Net Metering | FL | 2012-09-27 | Connected | Photovoltaic |  | 8.5 | South Central |  | 2014-09-10 |  |  | Executed
DC | Rowan | Donald Horton | 120/240 | Distribution | 1 string of 12 Mono X, LG260S1C-G3 Solar Panels | 3.12 | Solar | Residential | 161 Westerman Loop | Salisbury | NC | 28146 | Approved | NM-NC Net Metering | Carolinas | 2014-07-01 | Connected | Photovoltaic |  | 2.7 | Central | Single | 2014-06-11 | 2014-06-26 | 2014-06-11 | Executed
DC | Pasco | Robert Richute |  | Distribution |  | 5.53 | Solar | Residential | 3339 SEAWAY DR | New Port Richey | FL | 34652 | Approved | NM-FL Net Metering | FL | 2010-01-25 | Connected | Photovoltaic |  | 4.701 | South Coastal |  | 2014-09-10 |  |  | Executed
DC | Buncombe | Robert Russell Rhinehart | 120/240 | Distribution | Qty 24 (280 Watt) SolarWorld SW280 Solar Panels | 6.72 | Solar | Residential | 31 Challedon Dr | Candler | NC | 28715 | Approved | NC NM-Net Metering for Renewable Energy Facilities | PEC Carolinas | 2015-03-25 | Connected | Photovoltaic |  | 5.17 | Western | Single | 2014-10-20 |  | 2014-10-20 | Executed
DC | Lake | Robert Ryan | 120/240 | Distribution |  | 8.25 | Solar | Residential | 311 SALT MARSH LN, SOLAR PWR | Groveland | FL | 34736 | Approved | NM-FL Net Metering | FL | 2015-01-05 | Connected | Photovoltaic |  | 7.01 | South Central | Single | 2015-01-04 |  | 2015-01-04 | Executed
DC | Franklin | Robert Ryan | 120/240 | Distribution | twenty-six 270-W Suniva Optimus OPT270-60-4-1B0 solar panels | 7.02 | Solar | Residential | 1012 Park Acres Dr S | Batesville | IN | 47006 | Approved | Net Metering - Standard Contract Rider No. 57 | IN | 2014-09-12 | Connected | Photovoltaic |  | 6.5 | Southern | Single | 2014-09-03 |  | 2014-09-03 | Executed
DC | Pinellas | Robert Freedman |  | Distribution |  | 5.76 | Solar | Residential | 2944 CHANCERY LN C | Clearwater | FL | 33759 | Approved | NM-FL Net Metering | FL | 2009-10-05 | Connected | Photovoltaic |  | 4.896 | South Coastal |  | 2014-09-10 |  |  | Executed
DC | Highlands | Robert Seybolt |  | Distribution |  | 2.45 | Solar | Residential | 1844 Sandra Blvd | Sebring | FL | 33870 | Approved | NM-FL Net Metering | FL | 2007-10-25 | Connected | Photovoltaic |  | 2.083 | South Central |  | 2014-09-10 |  |  | Executed
DC | Moore | Robert Shenkle | 120/240 | Distribution |  | 3.12 | Solar | Residential | 100 Pitch Line Ln | Pinehurst | NC | 28374 | Approved | NC NM-Net Metering for Renewable Energy Facilities | PEC Carolinas | 2014-06-17 | Connected | Photovoltaic |  | 2.58 | Southern | Single | 2014-05-14 |  | 2014-05-14 | Executed
DC | Forsyth | Robert R Severs | 120/240 | Distribution | Qty 22 Suniva 270W Solar Panels | 5.94 | Solar | Residential | 729 La Vale Dr | Clemmons | NC | 27012 | Pending | NM-NC Net Metering | Carolinas |  | Pending | Photovoltaic |  | 5.28 | Northern | Single | 2015-05-26 |  | 2015-05-26 | Open
DC | Union | Donald Graves | 120/240 | Distribution | qty 6: SunModule 270W solar panels | 1.62 | Solar | Residential | 1811 Fletcher Broome Rd | Monroe | NC | 28112 | Approved | NM-NC Net Metering | Carolinas | 2015-05-15 | Connected | Photovoltaic |  | 1.44 | Central | Single | 2015-04-22 | 2015-05-13 | 2015-04-22 | Executed
DC | Stokes | Donald Frey | 120/240 | Distribution | qty 22 Suniva OPT270 270w PV modules | 5.94 | Solar | Residential | 2183 Covington Rd | King | NC | 27021 | Approved | NM-NC Net Metering | Carolinas | 2015-05-06 | Connected | Photovoltaic |  | 5 | Northern | Single | 2015-01-28 | 2015-04-23 | 2015-01-28 | Executed
DC | Lake | Robert Szulwach | 120/240 | Distribution |  | 6.5 | Solar | Residential | 338 SALT MARSH LN, SOLAR PWR | Groveland | FL | 34736 | Approved | NM-FL Net Metering | FL | 2015-01-26 | Connected | Photovoltaic |  | 5.53 | South Central | Single | 2014-11-25 |  | 2014-11-25 | Executed
DC | Highlands | Robert Beck |  | Distribution |  | 2.4 | Solar | Residential | 4200 PONCE DE LEON BLVD | SEBRING | FL | 33872 | Approved | NM-FL Net Metering | FL | 2012-01-20 | Connected | Photovoltaic |  | 2.04 | South Central |  | 2014-09-10 |  |  | Executed
DC | Person | Robert S and Karen M Redick | 120/240 | Distribution | 28 REC 220W Soalr Panels | 6.16 | Solar | Residential | 66 Hobart Drive | Semora | NC | 27343 | Pending | NM-NC Net Metering | PEC Carolinas |  | Pending | Photovoltaic |  | 5.32 | Northern | Single | 2015-02-09 |  | 2015-02-09 | Open
DC | Person | Robert S and Karen M Redick |  |  |  | 5.25 | Solar | Residential | 66 Hobart Drive | Semora | NC | 27343 | Approved | NC CSP-Cogeneration and Small Power Producer-Sell All | PEC Carolinas | 2009-11-24 | Connected | Photovoltaic |  | 4.2 | Northern |  | 2012-10-18 |  |  | Executed
DC | Iredell | Donald Edwards | 120/240 | Distribution | Qty 16 280 W Sunmodule Plus SW Solar Panels | 4.48 | Solar | Residential | 175 Edwards Farm Ln | Mount Ulla | NC | 28125 | Approved | NM-NC Net Metering | Carolinas | 2015-05-22 | Connected | Photovoltaic |  | 4 | Central | Single | 2014-12-11 | 2015-05-22 | 2014-12-11 | Executed
DC | LAKE | Robert Travis |  | Distribution |  | 6.5 | Solar | Residential | 115 FALLING ACORN AVE | GROVELAND | FL | 34736 | Approved | NM-FL Net Metering | FL | 2014-08-04 | Connected | Photovoltaic |  | 5.525 | South Central |  | 2014-09-10 |  |  | Executed
DC | Pinellas | Robert Trompeo | 120/240 | Distribution |  | 6.09 | Solar | Residential | 6236 Hopewell Drive | Holiday | FL | 34690 | Approved | NM-FL Net Metering | FL | 2014-09-04 | Connected | Photovoltaic |  | 5.18 | South Coastal |  | 2014-09-16 |  | 2014-09-16 | Executed
DC | Wake | Robert Van de Sande | 120/240 | Distribution |  | 2.25 | Solar | Residential | 201 Sunset Point Dr | Holly Springs | NC | 27540 | Approved | NC NM-Net Metering for Renewable Energy Facilities | PEC Carolinas | 2014-03-17 | Connected | Photovoltaic |  | 1.8 | Northern | Single | 2014-03-12 |  | 2014-03-12 | Executed
DC | Pinellas | Robert Bernier |  | Distribution |  | 5.1 | Solar | Residential | 1449 COBURN DRIVE | Tarpon Springs | FL | 34689 | Approved | NM-FL Net Metering | FL | 2013-03-11 | Connected | Photovoltaic |  | 4.335 | South Coastal |  | 2014-09-10 |  |  | Executed
DC | SEMINOLE | Robert Goodman |  | Distribution |  | 6.89 | Solar | Residential | 426 SUNDOWN TRL | CASSELBERRY | FL | 32707 | Approved | NM-FL Net Metering | FL | 2014-06-19 | Connected | Photovoltaic |  | 5.852 | North Central |  | 2014-09-10 |  |  | Executed
DC | LAKE | Robert Gould |  | Distribution |  | 6.37 | Solar | Residential | 402 SILVER MAPLE ROAD | GROVELAND | FL | 34736 | Approved | NM-FL Net Metering | FL | 2013-12-04 | Connected | Photovoltaic |  | 5.415 | South Central |  | 2014-09-10 |  |  | Executed
DC | Pinellas | Robert Miller |  | Distribution |  | 8.6 | Solar | Residential | 11440 5TH ST E | ST PETERSBURG | FL | 33706 | Approved | NM-FL Net Metering | FL | 2011-12-27 | Connected | Photovoltaic |  | 7.31 | South Coastal |  | 2014-09-10 |  |  | Executed
DC | Surry | Donald E Zellmer | 120/240 | Distribution | 20 Suniva OPT270-60-4-1B0 270W Panels | 5.4 | Solar | Residential | 142 Grants Home Trl Lot#8 | Ararat | NC | 27007 | Approved | NM-NC Net Metering | Carolinas | 2015-01-13 | Connected | Photovoltaic |  | 4.3 | Northern | Single | 2014-11-10 | 2015-01-13 | 2014-11-10 | Executed
DC | Pinellas | Robert Watson Jr | 120/240 | Distribution | Renesola | 1 | Solar | Residential | 1046 44TH AVE NE | St. Petersburg | FL | 33703 | Approved | NM-FL Net Metering | FL | 2014-12-26 | Connected | Photovoltaic |  | 0.85 | South Coastal | Single | 2014-12-19 |  | 2014-12-19 | Executed
DC | Orange | Donald Bingham | 120/240 | Distribution | qty 24 Renesola virtus II Module 255W solar panels | 6.12 | Solar | Residential | 933 Lystra Ln | Chapel Hill | NC | 27517 | Approved | NM-NC Net Metering | Carolinas | 2015-04-17 | Connected | Photovoltaic |  | 6.12 | Northern | Single | 2015-03-24 | 2015-04-16 | 2015-03-24 | Executed
DC | Monroe | Roberta Sherman | 120/240 | Distribution | thirty 305-W LG MonoX solar modules | 9.15 | Solar | Residential | 2129 Melville Cir S Lot 24 | Bloomington | IN | 47401 | Approved | Net Metering - Standard Contract Rider No. 57 | IN | 2015-04-16 | Connected | Photovoltaic |  | 7.5 | Southern | Single | 2015-04-13 |  | 2015-04-13 | Executed
DC | Durham | Don Bryson | 120/240 | Distribution | Qty 18 (265 Watt) LG265S1C-A3 | 4.77 | Solar | Residential | 112 Foxcroft Ln | Durham | NC | 27713 | Approved | NM-NC Net Metering | Carolinas | 2013-11-22 | Connected | Photovoltaic |  | 4.77 | Northern | Single | 2013-10-29 | 2013-11-20 | 2013-10-29 | Executed
DC | Pinellas | Roberta L Fortson | 120/240 | Distribution | Phono Solar | 1 | Solar | Residential | 2140 42ND AVE N | St. Petersburg | FL | 33714 | Approved | NM-FL Net Metering | FL | 2014-12-15 | Connected | Photovoltaic |  | 0.85 | South Coastal | Single | 2014-12-15 |  | 2014-12-15 | Executed
DC | Lake | Robert W Hatfield |  | Distribution |  | 6.16 | Solar | Residential | 220 CREPE MYRTLE DR, SOLAR | Groveland | FL | 34736 | Approved | NM-FL Net Metering | FL | 2012-09-24 | Cancelled | Photovoltaic |  | 5.236 | South Central |  | 2014-09-10 |  |  | Cancelled
DC | HIGHLANDS | Roberta Pickert |  | Distribution |  | 5.55 | Solar | Residential | 775 LAKE AUGUST DRIVE | LAKE PLACID | FL | 33852 | Approved | NM-FL Net Metering | FL | 2013-09-12 | Connected | Photovoltaic |  | 4.718 | South Central |  | 2014-09-10 |  |  | Executed
DC | Wake | Robert W Parry | 120/240 | Distribution | qty 36 Trinisolar 260 w PV Modules |  | Solar | Residential | 1032 Stradshire Dr | Raleigh | NC | 27614 | Pending | NC NM-Net Metering for Renewable Energy Facilities | PEC Carolinas |  | Pending | Photovoltaic |  |  | Northern | Single | 2015-06-12 |  | 2015-06-12 | Open
DC | Mecklenburg | Don Bicknell | 120/240 | Distribution |  | 4.7 | Solar | Residential | 4715 Heatherton Place | Charlotte | NC | 28270 | Approved | PP-N NC - Non-Hydroelectric Qualifying Facilities | Carolinas | 2011-12-07 | Connected | Photovoltaic | Bicknell PV Installation | 4 | Central | Single | 2011-10-20 |  | 2011-10-20 | Executed
DC | Chatham | Roberto Sanchez | 120/240 | Distribution | QTY 12 Kyocera KC 170 GT Modules | 2.04 | Solar | Residential | 213 Bingham Ridge Dr | Pittsboro | NC | 27312 | Approved | NC NM-Net Metering for Renewable Energy Facilities | PEC Carolinas | 2014-06-24 | Connected | Photovoltaic |  | 1.57 | Northern | Single | 2014-06-26 |  | 2014-06-26 | Executed
DC | Hartwell | Robert Webbink | 120/240 | Distribution | thirty-five 255-W REC255PE solar panels | 8.93 | Solar | Residential | 11093 Allenhurst Bl W | Cincinnati | OH | 45241 | Approved | Rider NM - Net Metering Rider - OH | OH/KY |  | Pending Meter Set | Photovoltaic |  | 7.6 | South | Single | 2015-04-15 |  | 2015-04-15 | Open
DC | NEW HANOVER | Robert Webb | 120/240 |  |  | 12.38 | Solar | Residential | 8232 Bald Eagle Lane | Wilmington | NC | 28411 | Approved | NC CSP-Cogeneration and Small Power Producer-Sell All | PEC Carolinas | 2010-04-08 | Connected | Photovoltaic |  | 9.9 | Eastern | Single | 2012-10-18 |  |  | Executed
DC | Pinellas | Roberto W Cancio | 120/240 | Distribution | Renesola | 1 | Solar | Residential | 2832 56TH LN N | St. Petersburg | FL | 33710 | Approved | NM-FL Net Metering | FL | 2014-11-24 | Connected | Photovoltaic |  | 0.85 | South Coastal | Single | 2014-11-05 |  | 2014-11-05 | Executed
DC |  | Robert Wooten |  | Distribution |  |  | Solar | Non-Residential | Unknown | Hookerton | NC | 0 | Approved |  | PEC Carolinas | 2010-11-02 | Cancelled | Photovoltaic |  | 10 | Unknown |  | 2014-10-21 |  | 2013-02-28 | Cancelled
DC | LENOIR | Robert Wooten | 120/240 |  |  | 6.33 | Solar | Residential | 5069 NC Highway 58 N | Hookerton | NC | 28538 | Approved | NC CSP-Cogeneration and Small Power Producer-Sell All | PEC Carolinas | 2010-11-04 | Connected | Photovoltaic |  | 5.06 | Eastern | Single | 2012-10-18 |  |  | Executed
DC | Mecklenburg | Domenico Santilli | 120/240 | Distribution | 20 Silken SLK60P6L 250W Modules | 5 | Solar | Residential | 15631 Donnington Dr | Charlotte | NC | 28277 | Approved | PP-N NC - Non-Hydroelectric Qualifying Facilities | Carolinas | 2013-03-06 | Connected | Photovoltaic | Santilli Solar PV Installation | 4.3 | Central | Single | 2012-12-03 | 2013-02-16 | 2012-12-03 | Executed
DC | Seminole | Robin Hurt |  | Distribution |  | 5.39 | Solar | Residential | 279 E PINE AVE | LONGWOOD | FL | 32750 | Approved | NM-FL Net Metering | FL | 2011-09-07 | Connected | Photovoltaic |  | 4.582 | North Central |  | 2014-09-10 |  |  | Executed
DC | Pinellas | Robin L Periandri | 120/240 | Distribution | Renesola | 2 | Solar | Residential | 2485 Treemont Way | Dunedin | FL | 34698 | Approved | NM-FL Net Metering | FL | 2014-10-24 | Connected | Photovoltaic |  | 1.7 | South Coastal | Single | 2014-09-25 |  | 2014-09-25 | Executed
DC | Pinellas | Robin Hussong |  | Distribution |  | 6.16 | Solar | Residential | 100 S BAYSHORE BLVD | CLEARWATER | FL | 33759 | Approved | NM-FL Net Metering | FL | 2013-06-18 | Connected | Photovoltaic |  | 5.236 | South Coastal |  | 2014-09-10 |  |  | Executed
DC | Cleveland | Dixon Dairy Road, LLC | 12,470Y/7,200 | Distribution | Anstronergy 235 Watt Panels | 5000.8 | Solar | Non-Residential | 230 Dixon Dairy RD | Kings Mountain | NC | 28086 | Approved | PP-N NC - Non-Hydroelectric Qualifying Facilities | Carolinas | 2011-12-09 | Connected | Photovoltaic | Dixon Dairy Road | 4000 | Central | 3-phase | 2011-05-16 |  | 2011-04-26 | Executed
DC | Volusia | Robin Just |  | Distribution |  | 7.26 | Solar | Residential | 1108 HERON POINT WAY | DELAND | FL | 32724 | Approved | NM-FL Net Metering | FL | 2013-02-22 | Connected | Photovoltaic |  | 6.171 | North Central |  | 2014-09-10 |  |  | Executed
DC | Mecklenburg | Discovery Place Inc-NM | 480Y/277 | Distribution | 24 Bosch 230 W Solar Panels | 5.52 | Solar | Non-Residential | 201 W 7th St | Charlotte | NC | 28202 | Approved | NM-NC Net Metering | Carolinas | 2012-08-31 | Connected | Photovoltaic |  | 5 | Central | 3-phase | 2012-09-12 |  | 2012-09-12 | Executed
DC | Buncombe | Robin Borzotta | 120/240 | Distribution | QTY 27 Kyocera 250 KD Series Modules | 6.75 | Solar | Residential | 100 Rambling Ridge Rd | Asheville | NC | 28803 | Approved | NC NM-Net Metering for Renewable Energy Facilities | PEC Carolinas | 2014-01-24 | Connected | Photovoltaic |  | 6 | Western | Single | 2013-12-16 |  | 2013-12-16 | Executed
DC | Scotland | Rock Farm, LLC |  | Distribution |  | 6240 | Solar | Non-Residential | 1645 N NC# 177 | Marston | NC | 28363 | Approved | NC CSP27-Cogeneration and Small Power Producer-Sell All | PEC Carolinas | 2013-05-15 | Connected | Photovoltaic |  | 4975 | Unknown |  | 2014-10-21 |  | 2012-03-15 | Executed
DC | Guildford | Discca Environ Serv | 208Y/120 | Distribution | Qty 154 Hanwha 250 Solar Modules | 38.5 | Solar | Non-Residential | 2720 Immanuel Rd | Greensboro | NC | 27407 | Approved | NM-NC Net Metering | Carolinas | 2013-12-09 | Connected | Photovoltaic |  | 36 | Northern | 3-phase | 2013-11-06 | 2013-12-05 | 2013-11-06 | Executed
DC | Pinellas | Rocky A Templeton | 120/240 | Distribution | Qty 19 Sunmodule Plus SW 270 Solar Panels | 5.13 | Solar | Residential | 10797 72nd Ave | Seminole | FL | 33772 | Approved | NM-FL Net Metering | FL | 2015-01-21 | Connected | Photovoltaic |  | 4.36 | South Coastal | Single | 2015-01-16 |  | 2015-01-16 | Executed
DC | Seminole | Rod Pixley |  | Distribution |  | 4.92 | Solar | Residential | 299 RANDON TER | Lake Mary | FL | 32746 | Approved | NM-FL Net Metering | FL | 2011-07-22 | Connected | Photovoltaic |  | 4.182 | North Central |  | 2014-09-10 |  |  | Executed
DC |  | Rodel Edjan | 120/240 | Distribution | thirty-four 270-W Suniva Optimus OPT270-60-4-1B0 solar modules | 9.18 | Solar | Residential | 6086 Ashley Ct | Cincinnati | OH | 45242 | Approved | Rider NM - Net Metering Rider - OH | OH/KY | 2015-03-26 | Connected | Photovoltaic |  | 7.6 | South | Single | 2015-04-13 |  | 2015-04-13 | Executed
DC | Wayne | Robin Solar LLC |  | Distribution | Qty 22,344 JA Solar JAP6 72-310/3BB | 6926.64 | Solar | Non-Residential | 892 Oberry Rd. | Dudley | NC | 28333 | Pending |  | PEC Carolinas |  | Pending | Photovoltaic |  | 4500 | Unknown | 3-phase | 2015-01-22 |  | 2015-01-22 | Open
DC |  | Roderick Glover | 120/240 | Distribution | forty Helios Solar Works MC4 250W solar panels | 10 | Solar | Residential | 8259 200 S W Misc: RR 1 | Russiaville | IN | 46979 | Approved | Net Metering - Standard Contract Rider No. 57 | IN | 2012-10-30 | Connected | Photovoltaic |  | 8.6 | Northern | Single | 2012-10-16 |  | 2012-10-16 | Executed
DC | Orange | Dirk J. Spruyt | 120/240 | Distribution |  | 3.87 | Solar | Residential | 122 Circadian Wy | Chapel Hill | NC | 27516 | Approved | PP-N NC - Non-Hydroelectric Qualifying Facilities | Carolinas | 2010-06-14 | Connected | Photovoltaic | Spruyt PV Installation | 3.87 | Northern | Single | 2011-04-07 |  | 2010-05-07 | Executed
DC | CITRUS | Rodney Cole |  | Distribution |  | 5.1 | Solar | Residential | 3410 N TAMARISK AVE | BEVERLY HILLS | FL | 34465 | Approved | NM-FL Net Metering | FL | 2013-12-18 | Connected | Photovoltaic |  | 4.335 | North Coastal |  | 2014-09-10 |  |  | Executed
DC |  | Rodney Hawn | 120/240 | Distribution | Eight 240 Watt Sharp Solar Panels | 1.92 | Solar | Residential | 7398 Hollywood Drive | West Chester | OH | 45069 | Approved | Rider NM - Net Metering Rider - OH | OH/KY | 2012-01-17 | Connected | Photovoltaic |  | 1.72 | South | Single | 2012-01-11 |  | 2012-01-11 | Executed
DC | Richmond | Rockingham Solar LLC |  | Distribution |  |  | Solar | Non-Residential | 283 Beaverdam Church Road | Marston | NC | 28363 | Approved | NC CSP29-Cogeneration and Small Power Producer-Sell All | PEC Carolinas |  | Pending IA | Photovoltaic | Used to be named North Star Development Services | 5000 | Southern |  | 2014-10-21 |  | 2013-07-03 | Open
DC |  | RockTenn CP, LLC |  | Transmission |  | 25000 | Biomass | Non-Residential | Unknown | Unknown | SC | 0 | Approved |  | PEC Carolinas | 2012-01-01 | Connected | Other |  | 10000 | Unknown |  | 2014-10-21 |  |  | Executed
DC | Mecklenburg | Dina C Sawyer | 120/240 | Distribution | qty 4 Renesola Virtus II 250W solar panels | 1 | Solar | Residential | 1530 Highfield Ct | Charlotte | NC | 28216 | Approved | NM-NC Net Metering | Carolinas | 2015-04-02 | Connected | Photovoltaic |  | 0.864 | Central | Single | 2014-12-18 | 2015-01-29 | 2014-12-18 | Executed
DC | macon | Roger Abrams | 120/240 | Distribution | Qty 12 Renesola 300W | 3.66 | Solar | Residential | 81 Ayscue Cir | Franklinton | NC | 27525 | Approved | NC NM-Net Metering for Renewable Energy Facilities | PEC Carolinas | 2013-12-06 | Connected | Photovoltaic |  | 3.6 | Northern | Single | 2013-10-23 |  | 2013-10-23 | Executed
DC | Nash | Rocky Cross Solar LLC |  | Distribution | Qty 8667 Canadian Solar CS6X | 2600.1 | Solar | Non-Residential | NC 97 Hwy | Middlesex | NC | 27557 | On Hold |  | PEC Carolinas |  | Pending | Photovoltaic |  | 2400 | Unknown | 3-phase | 2014-12-18 |  | 2014-12-18 | Open
DC | Pasco | Roger Agle | 120/240 | Distribution |  | 10.6 | Solar | Residential | 6457 Brentwood Dr | Zephyrhills | FL | 33542 | Approved | NM-FL Net Metering | FL | 2014-10-09 | Connected | Photovoltaic |  | 9.01 | South Coastal | Single | 2014-10-12 |  | 2014-10-12 | Executed
DC | Gibson | Roger Beckley | 120/240 | Distribution | one hundred ten Sunmodule 250-W solar modules | 27.5 | Solar | Residential | 14644 Old Petersburg Rd | Oakland City | IN | 27660 | Approved | Net Metering - Standard Contract Rider No. 57 | IN | 2014-06-04 | Connected | Photovoltaic |  | 23.65 | Southern | Single | 2014-04-22 |  | 2014-04-22 | Executed
DC | Mecklenburg | Rocky River Solar Park LLC | 120/240 | Distribution | QTY: 21,600 Canadian Solar 300 or 305 | 6500 | Solar | Non-Residential | 4810 Rocky River Rd. | Charlotte | NC | 28215 | Pending | PP-N NC - Non-Hydroelectric Qualifying Facilities | Carolinas |  | Pending IA | Photovoltaic |  | 5000 | Central | 3-phase | 2014-04-11 |  | 2014-04-11 | Open
DC | Mecklenburg | Dieter B Rathke | 120/240 | Distribution | 15 Qty LG300W Mono X solar panels | 4.5 | Solar | Residential | 5700 Old Well House Rd | Charlotte | NC | 28226 | Approved | NM-NC Net Metering | Carolinas | 2015-01-16 | Connected | Photovoltaic |  | 3.75 | Central | Single | 2014-11-21 | 2015-01-13 | 2014-11-21 | Executed
DC | Highlands | Roger Laurent |  | Distribution |  | 4.95 | Solar | Residential | 2111 PASCO DR | Sebring | FL | 33870 | Approved | NM-FL Net Metering | FL | 2009-08-06 | Connected | Photovoltaic |  | 4.208 | South Central |  | 2014-09-10 |  |  | Executed
DC | Rockingham | Dibrell Farm LLC | 12,470Y/7,200 | Distribution | 7,644 (240 WP) Hanwha, 8,316 (245 WP) Hanwha, 10,640 (250 WP) Hanwha | 6532 | Solar | Non-Residential | 1434 Dibrell Road | Pelham | NC | 27311 | Approved | PP-N NC - Non-Hydroelectric Qualifying Facilities | Carolinas | 2013-04-04 | Connected | Photovoltaic | Dibrell Farm PV Installation | 5000 | Northern | 3-phase | 2012-04-03 | 2013-04-09 | 2012-04-03 | Executed
DC | SEMINOLE | Roger Kozlowski |  | Distribution |  | 9.75 | Solar | Residential | 118 VIEWPOINT PL, LOT 11 | WINTER SPRINGS | FL | 32708 | Approved | NM-FL Net Metering | FL | 2013-12-09 | Connected | Photovoltaic |  | 8.288 | North Central |  | 2014-09-10 |  |  | Executed
DC | LAKE | Roger Metzger |  | Distribution |  | 6.13 | Solar | Residential | 391 SILVER MAPLE ROAD, SOLAR POWER | GROVELAND | FL | 34736 | Approved | NM-FL Net Metering | FL | 2013-10-22 | Connected | Photovoltaic |  | 5.206 | South Central |  | 2014-09-10 |  |  | Executed
DC | Orange | Roger Landry |  | Distribution |  | 3.42 | Solar | Residential | 3840 TRAM CT | ORLANDO | FL | 32810 | Approved | NM-FL Net Metering | FL | 2012-02-23 | Connected | Photovoltaic |  | 2.907 | North Central |  | 2014-09-10 |  |  | Executed
DC | Campbell | Roger Meyer | 120/240 | Distribution | twenty-eight 260-W Suniva solar modules | 7.28 | Solar | Residential | 628 Overton St | Newport | KY | 41071 | Approved | Rider NM - Net Metering Rider - KY | OH/KY | 2013-05-23 | Connected | Photovoltaic |  | 6.02 | North | Single | 2013-05-14 |  | 2013-05-14 | Executed
DC | Caswell | Roger Oakes | 120/240 | Distribution | Qty 20 250W Canadian Solar Panels | 5 | Solar | Residential | 461 Elmore Rd | Leasburg | NC | 27291 | Approved | NC NM-Net Metering for Renewable Energy Facilities | PEC Carolinas | 2014-12-08 | Connected | Photovoltaic |  | 4 | Northern | Single | 2014-09-10 |  | 2014-09-10 | Executed
|  | Roeslien Alternative Energy of Missouri, LLC | [5 empty] | Non-Residential | 9200 Watson Road, Suite 200, Crestwood, MO 63126 | Crestwood | NC | 63126 | Pending |  | Carolinas |  |  | Other |  |  | Northern |  |  |  |  | Open
DC | LAKE | Roger Starrett |  | Distribution |  | 6.86 | Solar | Residential | 115 SALT MARSH LN, SOLAR POWER | GROVELAND | FL | 34736 | Approved | NM-FL Net Metering | FL | 2013-11-24 | Connected | Photovoltaic |  | 5.831 | South Central |  | 2014-09-10 |  |  | Executed
DC | Pinellas | Roger Telschow | 120/240 | Distribution |  | 5 | Solar | Residential | 1645 Beach Dr SE | St Petersburg | FL | 33701 | Approved | NM-FL Net Metering | FL | 2015-03-25 | Connected | Photovoltaic |  | 4.25 | South Coastal | Single | 2015-04-30 |  | 2015-03-25 | Executed
DC | Volusia | Roland Labbe |  | Distribution |  | 3.15 | Solar | Residential | 1373 ABBOTT WAY | Deland | FL | 32724 | Approved | NM-FL Net Metering | FL | 2010-03-24 | Connected | Photovoltaic |  | 2.678 | North Central |  | 2014-09-10 |  |  | Executed
DC | Buncombe | Roland Martina NM |  | Distribution | Kyocera KD250GX - Qty 84 | 21 | Solar | Non-Residential | Unknown | Swannanoa | NC | 28778 | Approved | NC NM-Net Metering for Renewable Energy Facilities | PEC Carolinas | 2014-02-21 | Connected | Photovoltaic |  | 18 | Western | Single | 2014-10-21 |  | 2013-10-07 | Executed
DC | LEVY | Rolf Lyon |  | Distribution |  | 5.1 | Solar | Residential | 12805 W FOSS GROVES PATH | INGLIS | FL | 34449 | Approved | NM-FL Net Metering | FL | 2014-07-14 | Connected | Photovoltaic |  | 4.335 | North Coastal |  | 2014-09-10 |  |  | Executed
DC | Mecklenburg | Roger F Miguel | 120/240 | Distribution | Qty 12 (250 Watt) Suniva 250W Panel | 3 | Solar | Residential | 10629 Knight Castle Dr | Charlotte | NC | 28277 | Cancelled | NM-NC Net Metering | Carolinas | 2013-02-08 | Cancelled | Photovoltaic |  | 2.58 | Central | Single | 2013-01-23 | 2013-01-28 | 2013-01-23 | Cancelled
DC | Pinellas | Rolf Strasheim | 120/240 | Distribution | Renesola | 1 | Solar | Residential | 202 160TH TER | Redington Beach | FL | 33708 | Approved | NM-FL Net Metering | FL | 2014-11-13 | Connected | Photovoltaic |  | 0.85 | South Coastal | Single | 2014-11-06 |  | 2014-11-06 | Executed
DC | NEW HANOVER | Roger Gendron | 120/240 |  |  | 2.5 | Solar | Residential | 2214 Allens Lane | Wilmington | NC | 28403 | Approved | NC CSP-Cogeneration and Small Power Producer-Sell All | PEC Carolinas | 2009-11-19 | Connected | Photovoltaic |  | 2 | Eastern | Single | 2012-10-18 |  |  | Executed
DC | Mecklenburg | Dianne P. Joseph | 120/240 | Distribution | Qty 10 (255 Watt) Siliken SLK60P6L255 Watt Solar Panels | 2.55 | Solar | Residential | 10203 Stoneykirk Ln | Charlotte | NC | 28269 | Approved | NM-NC Net Metering | Carolinas | 2012-12-18 | Connected | Photovoltaic |  | 2.15 | Central | Single | 2012-10-01 | 2012-11-08 | 2012-10-01 | Executed
DC | Rowan | Dianne L Griffin | 120/240 | Distribution | (8) 280W LG MonoX LG280N1C-G3 Panels | 2.24 | Solar | Residential | 245 White Crane Rd | Salisbury | NC | 28146 | Approved | NM-NC Net Metering | Carolinas | 2015-01-16 | Connected | Photovoltaic |  | 2 | Central | Single | 2014-12-03 | 2015-01-09 | 2014-12-03 | Executed
DC | Hernando | Ron Ron King Construction |  | Distribution |  | 6.44 | Solar | Residential | 15366 DREAMS BEGIN LN | BROOKSVILLE | FL | 34604 | Approved | NM-FL Net Metering | FL | 2010-09-15 | Connected | Photovoltaic |  | 5.474 | North Coastal |  | 2014-09-10 |  |  | Executed
DC | Hernando | Ron Ron King Construction |  | Distribution |  | 5.17 | Solar | Residential | 15366 DREAMS BEGIN LN | BROOKSVILLE | FL | 34604 | Approved | NM-FL Net Metering | FL | 2011-10-26 | Connected | Photovoltaic |  | 4.395 | North Coastal |  | 2014-09-10 |  |  | Executed
DC | Citrus | Ron Pafford |  | Distribution |  | 2.88 | Solar | Residential | 3783 N INDIANHEAD RD | HERNANDO | FL | 34442 | Approved | NM-FL Net Metering | FL | 2012-11-26 | Connected | Photovoltaic |  | 2.448 | North Coastal |  | 2014-09-10 |  |  | Executed
DC | Pasco | Ron Danielson |  | Distribution |  | 8.28 | Solar | Residential | 1407 MORNING ROSE PL | New Port Richey | FL | 34655 | Approved | NM-FL Net Metering | FL | 2010-06-23 | Connected | Photovoltaic |  | 7.038 | South Coastal |  | 2014-09-10 |  |  | Executed
DC | Forsyth | Diann M. Barbacci | 120/240 | Distribution |  | 2.23 | Solar | Residential | 6286 Selwick Ln | Kernersville | NC | 27284 | Approved | PP-N NC - Non-Hydroelectric Qualifying Facilities | Carolinas | 2008-08-27 | Connected | Photovoltaic | Barbacci PV Installation | 2.232 | Northern | Single | 2011-04-07 |  | 2008-07-08 | Executed
DC | HAMILTON | ROLAND JOHNSON | single |  | eight 175-W Suntech Black Label STP175S-24/Ab-1 solar panels | 1.4 | Solar | Residential | 5200 RACE RD | CINCINNATI | OH | 45247 | Approved | Rider NM - Net Metering Rider - OH | OH/KY | 2009-05-01 | Connected | Photovoltaic |  | 1.4 | Central | 120/240 |  |  |  | Executed
DC | Orange | Ron Scarlett |  | Distribution |  | 5.52 | Solar | Residential | 10607 LAZY LAKE DR | Orlando | FL | 32821 | Approved | NM-FL Net Metering | FL | 2009-11-02 | Connected | Photovoltaic |  | 4.692 | South Central |  | 2014-09-10 |  |  | Executed
DC | Lancaster | Diann E Teague | 120/240 | Distribution | Qty 8: PW2050 Solar Panels | 1.64 | Solar | Residential | 1289 Trailstream Dr | Lancaster | SC | 29720 | Approved | NM-SC Net Metering | Carolinas | 2015-05-12 | Connected | Photovoltaic |  | 1.64 | Southern | Single | 2015-04-16 | 2015-05-08 | 2015-04-16 | Executed
DC | POLK | Ronald Decosey |  | Distribution |  | 5.1 | Solar | Residential | 6028 E Lake Ruth Cir | DUNDEE | FL | 33838 | Approved | NM-FL Net Metering | FL | 2014-08-12 | Connected | Photovoltaic |  | 4.335 | South Central |  | 2014-09-10 |  |  | Executed
DC | Warren | Roman Solar LLC |  | Distribution | Qty 22,344 JA Solar JAP6 72-310/3BB | 6926.64 | Solar | Non-Residential | 621 Walker Avenue | Norlina | NC | 27563 | Pending |  | PEC Carolinas |  | Pending | Photovoltaic |  | 4500 | Unknown | 3-phase | 2015-01-12 |  | 2015-01-12 | Open
DC | Orange | Ronald Hearst |  | Distribution |  | 3.22 | Solar | Residential | 10503 SPARROW LANDING WAY | Orlando | FL | 32832 | Approved | NM-FL Net Metering | FL | 2010-05-19 | Connected | Photovoltaic |  | 2.737 | South Central |  | 2014-09-10 |  |  | Executed
DC | Marion | Ronald Tinschert |  | Distribution |  | 2.94 | Solar | Residential | 9819 SE 138TH LOOP | SUMMERFIELD | FL | 34491 | Approved | NM-FL Net Metering | FL | 2010-03-02 | Connected | Photovoltaic |  | 2.499 | North Coastal |  | 2014-09-10 |  |  | Executed
DC | Alamance | Ron B. Rozzelle | 120/240 | Distribution |  | 5.52 | Solar | Residential | 1531 Julia Ann Ln | Graham | NC | 27253 | Cancelled | PP-N NC - Non-Hydroelectric Qualifying Facilities | Carolinas | 2009-03-18 | Cancelled | Photovoltaic | Rozzelle PV Installation | 5.5 | Northern | Single | 2011-04-07 |  | 2009-02-18 | Cancelled
DC |  | Ronald A. Cole | 120/240 | Distribution | Qty 40-AS-6P30-250w Solar Panels | 10 | Solar | Residential | 10010 Foxmeadow Trl | Winter Garden | FL | 34787 | Approved | NM-FL Net Metering | FL | 2015-03-23 | Connected | Photovoltaic |  | 8.5 | South Central | Single | 2015-03-16 |  | 2015-03-16 | Executed
DC | Buncombe | Ronald A. Filka Sr. | 120/240 | Distribution |  | 2.89 | Solar | Residential | 925 Cane Creek Road | Fletcher | NC | 28732 | Approved | NC NM-Net Metering for Renewable Energy Facilities | PEC Carolinas | 2011-01-20 | Connected | Photovoltaic |  | 2.31 | Western | Single | 2012-10-18 |  |  | Executed
DC | New Hanover | Ronald Anderson | 120/240 | Distribution | SunEdison Silvantis F260 | 7.02 | Solar | Residential | 294 Okeechobee Rd | Wilmington | NC | 28412 | Approved | NC NM-Net Metering for Renewable Energy Facilities | PEC Carolinas | 2014-01-21 | Connected | Photovoltaic |  | 7 | Eastern | Single | 2013-11-19 |  | 2013-11-19 | Executed
DC | ORANGE | Ronald Brooke |  | Distribution |  | 10.07 | Solar | Residential | 4632 WARRINGTON DR | ORLANDO | FL | 32826 | Approved | NM-FL Net Metering | FL | 2014-05-14 | Connected | Photovoltaic |  | 8.56 | North Central |  | 2014-09-10 |  |  | Executed
DC | BUNCOMBE | Ron Marin-Adkins | 120/240 |  |  | 2.95 | Solar | Residential | 67 Captains Drive | Candler | NC | 28715 | Approved | NC CSP-Cogeneration and Small Power Producer-Sell All | PEC Carolinas | 2009-10-06 | Connected | Photovoltaic |  | 2.36 | Western | Single | 2012-10-18 |  |  | Executed
DC | WAKE | Ron Neumann | 120/240 |  |  | 3.85 | Solar | Residential | 1736 E Greenbriar Dr. | Fuquay-Varina | NC | 27526 | Approved | NC NM-Net Metering for Renewable Energy Facilities | PEC Carolinas | 2006-10-12 | Connected | Photovoltaic |  | 3.08 | Northern | Single | 2012-10-18 |  |  | Executed
DC | Pinellas | Ronald C Dyer | 120/240 | Distribution | Qty 42 Solar World 280W Solar Panels | 11.76 | Solar | Residential | 4690 Wrentham Pl | Palm Harbor | FL | 34685 | Approved | NM-FL Net Metering | FL | 2015-06-05 | Connected | Photovoltaic |  | 9.996 | South Coastal | Single | 2015-06-02 |  | 2015-06-02 | Executed
DC | Mecklenburg | Diane McMillan | 120/240 | Distribution | Qty 16 Canadian Solar 250w Panels | 4 | Solar | Residential | 14614 Vaughan Dr | Charlotte | NC | 28273 | Approved | NM-NC Net Metering | Carolinas | 2015-06-17 | Connected | Photovoltaic |  | 1.5 | Central | Single | 2015-01-07 | 2015-05-11 | 2015-01-07 | Executed
DC | Greenville | Diane M. Whisnant | 120/240 | Distribution | QTY: 4 SolarWorld SW270 | 1.08 | Solar | Residential | 105 Lost Tree Ln | Simponville | SC | 29681 | Approved | NM-SC Net Metering | Carolinas | 2014-01-08 | Connected | Photovoltaic |  | 0.86 | Southern | Single | 2013-12-03 | 2014-01-06 | 2013-12-03 | Executed
DC | LAKE | Ronald Cooper |  | Distribution |  | 7.2 | Solar | Residential | 111 SALT MARSH LN, SOLAR POWER | GROVELAND | FL | 34736 | Approved | NM-FL Net Metering | FL | 2013-07-16 | Connected | Photovoltaic |  | 6.12 | South Central |  | 2014-09-10 |  |  | Executed
DC | Haywood | Ronald Cramm | 120/240 | Distribution | QTY 18 Jinko 285 Watt Solar Panels | 5.13 | Solar | Residential | 131 Eagles Gap Road | Waynesville | NC | 28786 | Pending | NC NM-Net Metering for Renewable Energy Facilities | PEC Carolinas | 2014-11-18 | Connected | Photovoltaic |  | 5 | Western | Single | 2014-09-22 |  | 2014-09-22 | Executed
DC | Groveland | Ronald D Wade | 120/240 | Distribution |  | 7 | Solar | Residential | 397 SILVER MAPLE RD, SOLAR PWR | Groveland | FL | 34736 | Approved | NM-FL Net Metering | FL | 2014-12-18 | Connected | Photovoltaic |  | 5.95 | South Central | Single | 2014-12-21 |  | 2014-12-21 | Executed
DC | Johnston | Ronald Dieffenbach | 120/240 | Distribution | QTY 12 SUNIVA 270 OPTIMUS SOLAR MODULES | 3.24 | Solar | Residential | 10 Rocky Branch Rd | Clayton | NC | 27520 | Approved | NC NM-Net Metering for Renewable Energy Facilities | PEC Carolinas | 2014-10-29 | Connected | Photovoltaic |  | 2.58 | Northern | Single | 2014-08-22 |  | 2014-08-22 | Executed
DC | Pinellas | Ronald E. Smith | 120/240 | Distribution | Qty 12 SW250 solar panels | 3 | Solar | Residential | 957 Weathersfield Dr | Dunedin | FL | 34698 | Pending | NM-FL Net Metering | FL | 2015-03-18 | Connected | Photovoltaic |  | 2.55 | South Coastal | Single | 2015-03-09 |  | 2015-03-09 | Executed
DC | Kenton | Ronald Eubanks | 120/240 | Distribution | thirty-two 270-W Suniva OPT270-60-4-1B0 solar panels | 8.64 | Solar | Residential | 3116 Hergott Dr | Edgewood | KY | 41017 | Approved | Rider NM - Net Metering Rider - KY | OH/KY | 2014-10-01 | Connected | Photovoltaic |  | 8 | North | Single | 2014-09-19 |  | 2014-09-19 | Executed
DC | Wilkes | Diane L. May |  | Distribution |  | 2.76 | Solar | Residential | 275 North Star Dr | Moravian Falls | NC | 28654 | Approved | SCG-NC Small Customer Generator Rider | Carolinas | 2011-03-15 | Connected | Photovoltaic |  | 2.76 | Northern | Single | 2011-04-07 |  | 2010-10-01 | Executed
DC | SEMINOLE | Ronald Corlew |  | Distribution |  | 2.5 | Solar | Residential | 675 FLORIDA AVE | OVIEDO | FL | 32765 | Approved | NM-FL Net Metering | FL | 2013-07-05 | Connected | Photovoltaic |  | 2.125 | North Central |  | 2014-09-10 |  |  | Executed
DC | LAKE | Ronald Kral |  | Distribution |  | 5.72 | Solar | Residential | 371 SILVER MAPLE ROAD | GROVELAND | FL | 34736 | Approved | NM-FL Net Metering | FL | 2013-07-03 | Connected | Photovoltaic |  | 4.862 | South Central |  | 2014-09-10 |  |  | Executed
DC | Rowan | Diane E. James | 120/240 | Distribution | QTY 18 Juno 285 | 5.13 | Solar | Residential | 640 Deer Lake Run | Salisbury | NC | 28146 | Approved | PP-N NC - Non-Hydroelectric Qualifying Facilities | Carolinas | 2014-10-15 | Connected | Photovoltaic |  | 5 | Central | Single | 2014-05-19 | 2014-09-26 | 2014-05-19 | Executed
DC | Orange | Ronald Lapin |  | Distribution |  | 9.6 | Solar | Residential | 17800 BONNIEVISTA CT | WINTER GARDEN | FL | 34787 | Approved | NM-FL Net Metering | FL | 2013-04-17 | Connected | Photovoltaic |  | 8.16 | South Central |  | 2014-09-10 |  |  | Executed
DC | Greenville | Diana M. Granger | 120/240 | Distribution |  | 2.53 | Solar | Residential | 305 Quillen Ave | Fountain Inn | SC | 29644 | Approved | NM-SC Net Metering | Carolinas | 2009-11-05 | Connected | Photovoltaic |  | 2.53 | Southern | Single | 2011-04-07 |  | 2009-10-26 | Executed
DC | Citrus | Ronald Lewis |  | Distribution |  | 5.06 | Solar | Residential | 1489 E SEATTLE SLEW CIR | Inverness | FL | 34453 | Approved | NM-FL Net Metering | FL | 2010-04-07 | Connected | Photovoltaic |  | 4.301 | North Coastal |  | 2014-09-10 |  |  | Executed
DC | Jackson | Diana L Kenney | 120/240 | Distribution | Qty 18 (245 Watt REC245PE) Solar panel | 4.41 | Solar | Residential | 26 Starshine Ridge | Whittier | NC | 28789 | Approved | NM-NC Net Metering | Carolinas | 2012-10-11 | Connected | Photovoltaic |  | 4.41 | Southern | Single | 2012-09-06 | 2012-10-04 | 2012-09-06 | Executed
DC | TIPPECANOE | RONALD E BAKER | 120/240 |  | eighteen 64-W Uni-Solar and twelve 135-W Kyocera panels | 2.77 | Solar | Residential | 1806 GARDEN ST | W LAFAYETTE | IN | 47906 | Approved | Net Metering - Standard Contract Rider No. 57 | IN | 2010-07-13 | Connected | Photovoltaic |  | 2.772 | North | Single |  |  |  | Executed
DC | Volusia | Ronald Lovejoy | 120/240 | Distribution | Qty 14 Sunpower 327W Solar Panels | 4.58 | Solar | Residential | 1065 E New St | Deland | FL | 32724 | Approved | NM-FL Net Metering | FL | 2015-05-21 | Connected | Photovoltaic |  | 3.891 | North Central | Single | 2015-05-18 |  | 2015-05-18 | Executed
DC | Marion | Ronald Clayton |  | Distribution |  | 7 | Solar | Residential | 14029 SE 160th Pl | Weirsdale | FL | 32195 | Approved | NM-FL Net Metering | FL | 2009-01-13 | Connected | Photovoltaic |  | 5.95 | North Coastal |  | 2014-09-10 |  |  | Executed
DC | SEMINOLE | Ronald Hays |  | Distribution |  | 10.4 | Solar | Residential | 2143 S TERRACE BLVD | LONGWOOD | FL | 32779 | Approved | NM-FL Net Metering | FL | 2013-06-18 | Connected | Photovoltaic |  | 8.84 | North Central |  | 2014-09-10 |  |  | Executed
DC | Highlands | Ronald Mcbroom |  | Distribution |  | 9.93 | Solar | Residential | 3179 Sparkling Dr | Sebring | FL | 33870 | Approved | NM-FL Net Metering | FL | 2009-01-30 | Connected | Photovoltaic |  | 8.441 | South Central |  | 2014-09-10 |  |  | Executed
DC | NEW HANOVER | Ronald Hess | 120/240 |  |  | 4.5 | Solar | Residential | 7205 Grouper Court | Wilmington | NC | 28409 | Approved | NC CSP-Cogeneration and Small Power Producer-Sell All | PEC Carolinas | 2011-04-20 | Connected | Photovoltaic |  | 3.6 | Eastern | Single | 2012-10-18 |  |  | Executed
DC | BUTLER | RONALD K. COX | single |  | Skystream 3.7 with built-in inverter | 1.8 | Wind | Residential | 4851 GARVER ELLIOTT RD | OXFORD | OH | 45056 | Approved | Rider NM - Net Metering Rider - OH | OH/KY | 2007-09-10 | Connected | Turbine |  | 1.8 | South | 120/240 |  |  |  | Executed
DC | Butler | Ronald Overly | 120/240 | Distribution | Twenty six Canadian Solar | 5.98 | Solar | Residential | 7787 Contreras Rd | Oxford | OH | 45056 | Approved | Rider NM - Net Metering Rider - OH | OH/KY | 2011-10-14 | Connected | Photovoltaic |  | 5.98 | South | Single | 2011-10-05 |  | 2011-10-05 | Executed
DC | Citrus | Ronald Welch |  | Distribution |  | 5.76 | Solar | Residential | 4073 N INDIANRIVER DR, LOT 34 | HERNANDO | FL | 34442 | Approved | NM-FL Net Metering | FL | 2012-01-05 | Connected | Photovoltaic |  | 4.896 | North Coastal |  | 2014-09-10 |  |  | Executed
DC | CLERMONT | RONALD L. MURRAY | single |  | twelve 175-W Suntech Black Label STP175S-24/Ab-1 solar panels | 2.1 | Solar | Residential | 2222 WHITMER RD | BATAVIA | OH | 45103 | Approved | Rider NM - Net Metering Rider - OH | OH/KY | 2009-12-10 | Connected | Photovoltaic |  | 2.1 | East | 120/240 |  |  |  | Executed
DC | Orange | Diana and Ivan Urlaub | 120/240 | Distribution | qty 9 Renesola Virtus II 255w solar panels | 2.3 | Solar | Residential | 104 Juniper Ct | Carrboro | NC | 27510 | Approved | NM-NC Net Metering | Carolinas | 2015-01-19 | Connected | Photovoltaic |  | 1.935 | Northern | Single | 2014-12-29 | 2015-01-13 | 2014-12-29 | Executed
DC | Pinellas | Ronald Shambaugh |  | Distribution |  | 2.4 | Solar | Residential | 1330 FAIRFIELD DR | CLEARWATER | FL | 33764 | Approved | NM-FL Net Metering | FL | 2011-12-12 | Connected | Photovoltaic |  | 2.04 | South Coastal |  | 2014-09-10 |  |  | Executed
DC | Macon | Ronald L. Smith | 120/240 | Distribution |  | 4 | Solar | Residential | 190 Mica Circle | Franklin | NC | 28734 | Approved | NM-NC Net Metering | Carolinas | 2010-08-24 | Superseded | Photovoltaic |  | 4 | Southern | Single | 2011-04-07 |  | 2010-06-01 | Superceded
DC | Buncombe | Ronald W Ledbetter | 120/240 | Distribution | Qty 24 (245 Watt) Trina TSM-245 Solar Panel | 5.88 | Solar | Non-Residential | 2971 NC Highway 9 | Black Mountain | NC | 28711 | Approved | NC NM-Net Metering for Renewable Energy Facilities | PEC Carolinas | 2013-08-29 | Connected | Photovoltaic |  | 4.7 | Western | Single | 2013-04-03 |  | 2013-04-03 | Executed
DC | Randolph | Ronald Lippard | 120/240 | Distribution |  | 4.8 | Solar | Residential | 5244 Fred Lineberry Road | Randleman | NC | 27317 | Cancelled | PP-N NC - Non-Hydroelectric Qualifying Facilities | Carolinas | 2011-11-03 | Superseded | Photovoltaic | Lippard PV Installation | 4 | Northern | Single | 2011-10-03 |  | 2011-10-03 | Cancelled
DC | Monroe | Ronald W. Drahos | 120/240 | Distribution | QTY: 18 Mage 250 | 4.5 | Solar | Residential | 3805 Woods Edge Bnd | Bloomington | IN | 47401 | Approved | Net Metering - Standard Contract Rider No. 57 | IN | 2013-12-12 | Connected | Photovoltaic |  | 4.5 | Central | Single | 2013-11-11 |  | 2013-11-11 | Executed
DC | Durham | DI Group LLC | 208Y/120 | Distribution |  | 101.2 | Solar | Non-Residential | 2517 Guess Rd | Durham | NC | 27705 | Approved | SCG-NC Small Customer Generator Rider | Carolinas | 2014-06-06 | Connected | Photovoltaic |  | 101.2 | Northern | 3-phase | 2014-05-13 | 2014-07-10 | 2014-05-13 | Executed
DC | Butler | Ronnie Grandison | 120/240 | Distribution | eighteen 240-W Sharp NU-U240F2 solar panels | 4.32 | Solar | Residential | 6151 Chappell Field Dr | West Chester | OH | 45069 | Approved | Rider NM - Net Metering Rider - OH | OH/KY | 2011-11-14 | Connected | Photovoltaic |  | 3.87 | South | Single | 2011-11-08 |  | 2011-11-08 | Executed
DC | LAKE | Ronnie Mckee |  | Distribution |  | 7 | Solar | Residential | 224 BAYOU BEND RD, SOLAR POWER | GROVELAND | FL | 34736 | Approved | NM-FL Net Metering | FL | 2014-01-28 | Connected | Photovoltaic |  | 5.95 | South Central |  | 2014-09-10 |  |  | Executed
DC | Pinellas | Rosa Albornoz | 120/240 | Distribution | Renesola | 1 | Solar | Residential | 273 94TH AVE NE | St. Petersburg | FL | 33702 | Approved | NM-FL Net Metering | FL | 2014-12-31 | Connected | Photovoltaic |  | 0.85 | South Coastal | Single | 2014-12-24 |  | 2014-12-24 | Executed
DC | Polk | Rosa Badillo | 120/240 | Distribution | Solar World | 10 | Solar | Residential | 715 VERSAILLES LN | Kissimmee | FL | 34759 | Approved | NM-FL Net Metering | FL | 2015-01-08 | Connected | Photovoltaic |  | 8.5 | South Central | Single | 2015-01-11 |  | 2015-01-11 | Executed
| HAMILTON | RONALD R. BAKER | single |  |  |  | Solar | Residential | 7755 PFEIFFER RD | CINCINNATI | OH | 45242 | Approved | Rider NM - Net Metering Rider - OH | OH/KY | 2010-06-30 | Connected | Photovoltaic |  | 3 | Central | 120/240 |  |  |  | Executed
DC | LAKE | Rose Jenkins |  | Distribution |  | 6.13 | Solar | Residential | 171 BAYOU BEND RD, SOLAR POWER | GROVELAND | FL | 34736 | Approved | NM-FL Net Metering | FL | 2014-04-09 | Connected | Photovoltaic |  | 5.206 | South Central |  | 2014-09-10 |  |  | Executed
DC | Guilford | Dharm Patel dba Super 8 Motel GRNSBORO | 208Y/120 | Distribution | QTY 44 SUNIVA 255-Optimus Series:OPT 60 Cell Modules | 11.22 | Solar | Non-Residential | 2108 W Meadowview Rd | Greensboro | NC | 27403 | Approved | NM-NC Net Metering | Carolinas | 2014-12-12 | Connected | Photovoltaic |  | 11 | Northern | 3-phase | 2014-09-11 | 2014-11-25 | 2014-09-11 | Executed
DC | Duplin | Rose Hill Solar, LLC |  | Distribution |  | 2290 | Solar | Non-Residential | 1306 W Charity Rd. | Rose Hill | NC | 28458 | Approved | NC CSP27-Cogeneration and Small Power Producer-Sell All | PEC Carolinas | 2012-12-11 | Connected | Photovoltaic |  | 1900 | Unknown |  | 2014-10-21 |  | 2012-04-16 | Executed
DC | Monroe | Ronald Toppe | 120/240 | Distribution | twenty-seven 285-W SolarWorld Sunmodule Plus SW 28W solar panels | 7.7 | Solar | Residential | 186 Rockwood Dr | Bedford | IN | 47421 | Pending | Net Metering - Standard Contract Rider No. 57 | IN |  | Pending | Photovoltaic |  | 7.6 | Southern | Single | 2015-06-02 |  | 2015-06-02 | Open
DC | Orange | Rose Palmer |  | Distribution |  | 4.92 | Solar | Residential | 2444 TREYMORE DR | Orlando | FL | 32825 | Approved | NM-FL Net Metering | FL | 2012-04-23 | Connected | Photovoltaic |  | 4.182 | South Central |  | 2014-09-10 |  |  | Executed
DC | Pinellas | Rose Walton |  | Distribution |  | 5.25 | Solar | Residential | 7801 BAYSHORE DR *APT 2 | Treasure Island | FL | 33706 | Approved | NM-FL Net Metering | FL | 2007-07-20 | Connected | Photovoltaic |  | 4.463 | South Coastal |  | 2014-09-10 |  |  | Executed
DC | Seminole | Roseann Amato |  | Distribution |  | 4.99 | Solar | Residential | 135 E Bahama Rd | Winter Springs | FL | 32708 | Approved | NM-FL Net Metering | FL | 2008-03-26 | Connected | Photovoltaic |  | 4.242 | North Central |  | 2014-09-10 |  |  | Executed
DC | Mecklenburg | Dexter G Thompson | 120/240 | Distribution | Qty 6 Solar Virtus II Module 250Watts, Solar Panels | 1.5 | Solar | Residential | 5315 Carriage Dr Cir | Charlotte | NC | 28205 | Approved | NM-NC Net Metering | Carolinas | 2015-05-04 | Connected | Photovoltaic |  | 1.29 | Central | Single | 2014-12-30 | 2015-04-30 | 2014-12-30 | Executed
DC | LAKE | Roseann Petersen |  | Distribution |  | 8.09 | Solar | Residential | 160 BAYOU LEND ROAD, SOLAR POWER | GROVELAND | FL | 34736 | Approved | NM-FL Net Metering | FL | 2013-11-14 | Connected | Photovoltaic |  | 6.872 | South Central |  | 2014-09-10 |  |  | Executed
DC | Lake | Rosemarie T Stewart | 120/240 | Distribution |  | 3.25 | Solar | Residential | 381 SILVER MAPLE RD, SOLAR PWR | Groveeland | FL | 34736 | Approved | NM-FL Net Metering | FL | 2014-11-13 | Connected | Photovoltaic |  | 2.76 | South Central | Single | 2014-10-14 |  | 2014-10-14 | Executed
DC | Iredell | Destiny Kennerly and John Leach | 120/240 | Distribution | 20 250W Green Triplex Solar Panels | 5 | Solar | Residential | 142 Cole Drive | Mooresville | NC | 28115 | Approved | NM-NC Net Metering | Carolinas | 2013-12-04 | Connected | Photovoltaic |  | 4.3 | Central | Single | 2013-10-02 | 2013-11-15 | 2013-10-02 | Executed
DC | LAKE | Rosemary Buya |  | Distribution |  | 6.25 | Solar | Residential | 404 SILVER MAPLE RD, SOLAR PWR | GROVELAND | FL | 34736 | Approved | NM-FL Net Metering | FL | 2014-07-29 | Connected | Photovoltaic |  | 5.313 | South Central |  | 2014-09-10 |  |  | Executed
DC | Buncombe | Rosemary H Walton | 120/240 | Distribution | QTY SUNIVA 260 OPTIMUS SOLAR MODULES | 3.9 | Solar | Residential | 22 Mayfair Dr | Chandler | NC | 28715 | Approved | NC NM-Net Metering for Renewable Energy Facilities | PEC Carolinas | 2014-07-17 | Connected | Photovoltaic |  | 3.225 | Western | Single | 2014-04-29 |  | 2014-04-29 | Executed
DC | Wake | Rosalie A Vitrano | 120/240 | Distribution | Qty 52 Prism B200W Solar Panels | 10.4 | Solar | Residential | 6400 Mountain Grove Ln. | Wake Forest | NC | 27587 | Pending | NM-NC Net Metering | PEC Carolinas |  | Pending | Photovoltaic |  | 10 | Northern | Single | 2015-03-02 |  | 2015-03-02 | Open
DC | LAKE | Rosemary Polomski |  | Distribution |  | 7.5 | Solar | Residential | 106 MIST FLOWER LN, SOLAR PWR | GROVELAND | FL | 34736 | Approved | NM-FL Net Metering | FL | 2014-07-01 | Connected | Photovoltaic |  | 6.375 | South Central |  | 2014-09-10 |  |  | Executed
DC | Marion | Rosey Roberts |  | Distribution |  | 4.8 | Solar | Residential | 11146 SW 189TH TER, | DUNNELLON | FL | 34432 | Approved | NM-FL Net Metering | FL | 2013-02-08 | Connected | Photovoltaic |  | 4.08 | North Coastal |  | 2014-09-10 |  |  | Executed
DC | Hamilton | Ross A Wright | 120/240 | Distribution | six 290-W Lightway Solar LW290 panels | 1.74 | Solar | Residential | 1403 Corvallis | Cincinnati | OH | 45237 | Approved | Rider NM - Net Metering Rider - OH | OH/KY | 2014-06-27 | Connected | Photovoltaic |  | 1.5 | North | Single | 2014-05-16 |  | 2014-05-16 | Executed
DC | VIGO | ROSE HULMAN INSTITUTE OF TECHN | 480Y/277 |  | two 216-W Sharp ND-216UC1 & eight 224-W Sharp ND-224U1F panels | 2.22 | Solar | Non-Residential | 100 CAMPUS DR S | TERRE HAUTE | IN | 47802 | Approved | Net Metering - Standard Contract Rider No. 57 | IN | 2010-04-01 | Connected | Photovoltaic |  | 2.224 | Soutwest | 3 phase |  |  |  | Executed
DC | New Hanover | Ross Scaturro | 120/240 | Distribution | Qty 12 Sunmodule 275W Solar Panels | 3.3 | Solar | Residential | 4008 Claymore Dr | Wilmington | NC | 28405 | Approved | NC NM-Net Metering for Renewable Energy Facilities | PEC Carolinas | 2015-04-08 | Connected | Photovoltaic |  | 2.88 | Eastern | Single | 2015-03-04 |  | 2015-03-04 | Executed
DC |  | Rose Solar, LLC |  | Distribution |  |  | Solar | Non-Residential | 1801 Little Creek Church Rd. | Clayton | NC | 0 | Cancelled |  | PEC Carolinas |  | Cancelled | Photovoltaic |  | 5000 | Unknown |  | 2014-10-21 |  | 2013-04-12 | Cancelled
DC | Cabarrus | Derrell W & Julie A Harman | 120/240 | Distribution | Qty 16 (250 Watt) Helios 6T-245 PV Panels | 3.92 | Solar | Residential | 202 S East Ave | Kannapolis | NC | 28083 | Approved | NM-NC Net Metering | Carolinas | 2012-12-21 | Connected | Photovoltaic |  | 3.44 | Central | Single | 2012-11-01 | 2012-12-19 | 2012-11-01 | Executed
DC | Hamilton | Rough Brothers | 480Y/277 | Distribution | thirty-three 295-W Motech IM 72C3-295-TI2850 solar panels | 9.74 | Solar | Non-Residential | 5513 Vine | Cincinnati | OH | 45217 | Approved | Rider NM - Net Metering Rider - OH | OH/KY | 2013-05-17 | Connected | Photovoltaic |  | 14.3 | South | 3-phase | 2013-05-15 |  | 2013-05-15 | Executed
DC | Hamilton | Rough Brothers |  | Distribution | thirty-two 230-W Jetion JT230PCe solar panels | 7.36 | Solar | Non-Residential | 5513 Vine | Cincinnati | OH | 45217 | Approved | Rider NM - Net Metering Rider - OH | OH/KY | 2013-07-06 | Connected | Photovoltaic |  | 21.3 | South | 3-phase | 2013-09-27 |  | 2013-09-27 | Executed
DC | Guilford | Derick Brink | 120/240 | Distribution |  | 6.72 | Solar | Residential | 2606 Woods End Lane | Greensboro | NC | 27410 | Approved | NM-NC Net Metering | Carolinas | 2012-02-06 | Connected | Photovoltaic |  | 6.72 | Northern | Single | 2011-11-18 |  | 2011-11-18 | Executed
DC | Catawba | Derek Luney | 120/240 | Distribution | Twelve Solarworld SunModule 265 Watt solar panels | 3.18 | Solar | Residential | 2079 46th Ave. Dr. NE | Hickory | NC | 28601 | Approved | NM-NC Net Metering | Carolinas | 2014-01-03 | Connected | Photovoltaic |  | 2.58 | Central | Single | 2013-11-20 | 2013-12-31 | 2013-11-20 | Executed
DC | Person | Roxboro Farm, LLC |  | Distribution |  | 6240 | Solar | Non-Residential | 7533 Boston Road | Roxboro | NC | 27574 | Approved | NC CSP27-Cogeneration and Small Power Producer-Sell All | PEC Carolinas | 2014-02-28 | Connected | Photovoltaic |  | 4975 | Unknown |  | 2014-10-21 |  | 2012-05-09 | Executed
DC | Cumberland County | Roxie J Harris | 120/240 | Distribution | 33 225W Toppoint Solar Modules | 7.42 | Solar | Residential | 1300 Fraser Dr | Fayetville | NC | 28303 | Approved | NC NM-Net Metering for Renewable Energy Facilities | PEC Carolinas | 2015-02-19 | Connected | Photovoltaic |  | 5.71 | Eastern | Single | 2014-12-30 |  | 2014-12-30 | Executed
DC | Mecklenburg | Deo & Renuka Thapa | 120/240 | Distribution | Qty 16 (250 Watt) SolarWorld SW 250 Panels | 4 | Solar | Residential | 2959 Ridge Ave | Charlotte | NC | 28208 | Approved | NM-NC Net Metering | Carolinas | 2015-01-20 | Connected | Photovoltaic |  | 3.08 | Central | Single | 2014-08-19 | 2014-10-17 | 2014-08-19 | Executed
DC | Seminole | Roy C Jones Jr (Oviedo Lodge Motel) |  | Distribution |  | 7.36 | Solar | Non-Residential | 148 N CENTRAL AVE | OVIEDO | FL | 32765 | Approved | NM-FL Net Metering | FL | 2010-05-12 | Connected | Photovoltaic |  | 6.256 | North Central |  | 2014-09-10 |  |  | Executed
DC | Lake | Roy Sarver |  | Distribution |  | 6.6 | Solar | Residential | 373 SILVER MAPLE ROAD | GROVELAND | FL | 34736 | Approved | NM-FL Net Metering | FL | 2013-03-28 | Connected | Photovoltaic |  | 5.61 | South Central |  | 2014-09-10 |  |  | Executed
DC | vermillion | Roy Fortner | 120/240 | Distribution | eighteen 230-W Jetion Solar JT230 panels | 4.14 | Solar | Residential | 3585 State Road 71 S | Dana | IN | 47847 | Approved | Net Metering - Standard Contract Rider No. 57 | IN | 2013-08-14 | Connected | Photovoltaic |  | 3.87 | Central | Single | 2013-07-12 |  | 2013-07-12 | Executed
DC | Hamilton | Rough Brothers | 480 Delta | Distribution | 20 (275 Watt) | 5.5 | Solar | Non-Residential | 5513 Vine | Cincinnati | OH | 45217 | Approved | Rider NM - Net Metering Rider - OH | OH/KY | 2012-06-04 | Superseded | Photovoltaic |  | 5.3 | South | 3-phase | 2012-05-07 |  | 2012-05-07 | Superceded
DC | Orange | Roy Croston |  | Distribution |  | 5.1 | Solar | Residential | 8500 Winter Garden Vineland Rd | Orlando | FL | 32836 | Approved | NM-FL Net Metering | FL | 2007-02-06 | Connected | Photovoltaic |  | 4.335 | South Central |  | 2014-09-10 |  |  | Executed
DC | Laurens | Dennis L Werner | 120/240 | Distribution |  | 6.87 | Solar | Residential | 116 Terry Shop Rd. | Fountain Inn | SC | 29644 | Approved | NM-SC Net Metering | Carolinas | 2014-07-14 | Connected | Photovoltaic |  | 6 | Southern | 3-phase | 2014-06-11 | 2014-07-09 | 2014-06-11 | Executed
DC | Orange | Roya Ayadi |  | Distribution |  | 4.62 | Solar | Residential | 9240 SOUTHERN BREEZE DR | Orlando | FL | 32836 | Approved | NM-FL Net Metering | FL | 2009-06-30 | Connected | Photovoltaic |  | 3.927 | South Central |  | 2014-09-10 |  |  | Executed
DC | rowan | Rowan Helping Minsts | 208Y/120 | Distribution | Qty 143 285W SolarWorld Sunmodule Plus 285 Mono Solar Panels | 40.76 | Solar | Non-Residential | 226 N Long St | Salisbury | NC | 28144 | Pending | NM-NC Net Metering | Carolinas |  | Pending | Photovoltaic |  | 36 | Central | 3-phase | 2015-05-11 |  | 2015-05-11 | Open
DC | Alamance | Dennis Darcey | 120/240 | Distribution | 20 LG 280S1C-B3 280W Panels | 5.6 | Solar | Residential | 5466 Three Waters Rd | Graham | NC | 27253 | Approved | NM-NC Net Metering | Carolinas | 2015-05-06 | Connected | Photovoltaic |  | 5 | Northern | Single | 2015-03-04 | 2015-04-17 | 2015-03-04 | Executed
DC | Transylvania | Dennis D Jackson | 120/240 | Distribution | Qty 16 250W Solarworld Solar Panels | 4.4 | Solar | Residential | 103 Greenville Hwy | Brevard | NC | 28712 | Approved | NM-NC Net Metering | Carolinas | 2014-11-06 | Connected | Photovoltaic |  | 4 | Central | Single | 2014-08-19 | 2014-11-04 | 2014-08-19 | Executed
DC | Rowan | Rowan Solar, LLC- Parcel ID# 762 006 Graham Rd | 12,470Y/7,200 | Distribution | Qty 11572 (260 Watt) Kyocera KU260-6BCA | 3008.7 | Solar | Non-Residential | Parcel ID# 762 006 Graham Rd | Mount Ulla | NC | 28125 | Pending | PP-N NC - Non-Hydroelectric Qualifying Facilities | Carolinas |  | Pending | Photovoltaic |  | 2500 | Central | 3-phase | 2015-03-02 |  | 2015-03-02 | Open
DC | Dillon | Rowland Solar, LLC |  | Distribution | Qty 69,813 (300 Watt) Canadian Solar CS6X-300P Solar Panels | 20943.9 | Solar | Non-Residential | Kathleen Rd | Hamer | SC | 29547 | Pending | SC CSP29-Cogeneration and Small Power Producer-Sell All | PEC Carolinas |  | Pending | Photovoltaic |  | 13600 | Southern | 3-phase | 2015-03-26 |  | 2015-03-26 | Open
DC | Jackson | Dennis Corvin-Blackburn | 120/240 | Distribution |  | 3.7 | Solar | Residential | 190 Iris Ln | Whittier | NC | 28789 | Approved | SCG-NC Small Customer Generator Rider | Carolinas | 2010-06-09 | Connected | Photovoltaic |  | 3.6 | Southern | Single | 2011-04-07 |  | 2010-03-26 | Executed
DC | LAKE | Russel Root |  | Distribution |  | 10 | Solar | Residential | 11206 HOWEY CROSS RD | CLERMONT | FL | 34711 | Approved | NM-FL Net Metering | FL | 2013-12-26 | Connected | Photovoltaic |  | 8.5 | South Central |  | 2014-09-10 |  |  | Executed
DC | Granville | Roxboro Solar Farm, LLC |  | Distribution |  |  | Solar | Non-Residential | 930 Roxboro Road | Oxford | NC | 27565 | Approved |  | PEC Carolinas |  | Pending | Photovoltaic |  | 5000 | Unknown | 3-phase | 2014-10-21 |  | 2014-05-14 | Open
DC | Hamilton | Russell Doran | 120/240 | Distribution | fifty 245-W Hanwha HSL60 solar panels | 12.25 | Solar | Residential | 4962 Beechwood Road | Cincinnati | OH | 45244 | Approved | Rider NM - Net Metering Rider - OH | OH/KY | 2013-04-10 | Connected | Photovoltaic |  | 10.75 | East | Single | 2013-04-05 |  | 2013-04-05 | Executed
DC | Campbell | Russell F. Proctor II | 120/240 | Distribution | Twenty-Six 190 Watt Mage Solar Panels | 4.94 | Solar | Residential | 3625 Walnut Park Drive | Alexandria | KY | 41001 | Approved | Rider NM - Net Metering Rider - KY | OH/KY | 2011-08-19 | Connected | Photovoltaic |  | 4.94 | North | Single | 2011-08-01 |  | 2011-08-01 | Executed
DC | Wilkes | Denise L and Robert Douglas Bobbitt | 120/240 | Distribution | Qty 20 (270 Watt) SunEdison F270CyC-28 Panels | 5.4 | Solar | Residential | 171 White Oak Dr Lot# A | Ronda | NC | 28670 | Approved | NM-NC Net Metering | Carolinas | 2014-10-15 | Connected | Photovoltaic |  | 4.16 | Northern | Single | 2014-09-25 | 2014-10-07 | 2014-09-25 | Executed
DC | Lake | Russell Ramage | 120/240 | Distribution |  | 6.25 | Solar | Residential | 359 SALT MARSH LN, SOLAR PWR | Groveland | FL | 34736 | Approved | NM-FL Net Metering | FL | 2015-01-05 | Connected | Photovoltaic |  | 5.31 | South Central | Single | 2014-12-29 |  | 2014-12-29 | Executed
DC | Iredell | Denise and Kevin Oliver | 120/240 | Distribution | Qty 16 LG280W Solar Panels | 4.48 | Solar | Residential | 314 Lakeview Shores Loop | Mooresville | NC | 28117 | Approved | NM-NC Net Metering | Carolinas | 2015-01-19 | Connected | Photovoltaic |  | 4 | Central | Single | 2014-11-21 | 2015-01-16 | 2014-11-21 | Executed
DC | CHATHAM | Roy Milton | 120/240 |  |  | 3.1 | Solar | Residential | 136 Bingham Ridge | Pittsboro | NC | 27312 | Approved | NC CSP-Cogeneration and Small Power Producer-Sell All | PEC Carolinas | 2006-12-04 | Cancelled | Photovoltaic |  | 2.483 | Northern | Single | 2012-10-18 |  |  | Cancelled
DC | Pinellas | Russell W McIntire | 120/240 | Distribution | Qty 42 CanadianSolar CS6P-260w, solar panels | 10.92 | Solar | Residential | 5276 White Sand Cir NE | St Petersburg | FL | 33703 | Approved | NM-FL Net Metering | FL | 2015-06-01 | Connected | Photovoltaic |  | 9.28 | South Coastal | Single | 2015-05-27 |  | 2015-05-27 | Executed
DC | BUNCOMBE | Roy Turnbaugh | 120/240 |  |  | 4.8 | Solar | Residential | 91 Double Brook Drive | Weaverville | NC | 28787 | Approved | NC CSP-Cogeneration and Small Power Producer-Sell All | PEC Carolinas | 2010-08-25 | Connected | Photovoltaic |  | 3.84 | Western | Single | 2012-10-18 |  |  | Executed
DC | Seminole | Rusty Braxton |  | Distribution |  | 5.28 | Solar | Residential | 1308 CARPENTER BRANCH CT | OVIEDO | FL | 32765 | Approved | NM-FL Net Metering | FL | 2012-08-02 | Connected | Photovoltaic |  | 4.488 | North Central |  | 2014-09-10 |  |  | Executed
DC | PASCO | Ruth Martens |  | Distribution |  | 8.93 | Solar | Residential | 3541 BRAEMAR ST | LAND O LAKES | FL | 34638 | Approved | NM-FL Net Metering | FL | 2014-07-09 | Connected | Photovoltaic |  | 7.586 | South Coastal |  | 2014-09-10 |  |  | Executed
DC | Sampson | Royal Solar, LLC |  | Distribution |  |  | Solar | Non-Residential | Unknown | Godwin | NC | 28344 | Approved | NC CSP29-Cogeneration and Small Power Producer-Sell All | PEC Carolinas |  | Under Construction | Photovoltaic |  | 4999 | Eastern | 3-phase | 2014-10-21 |  | 2014-04-03 | Open
DC | Durham | Roza Maria Cnudde | 120/240 | Distribution | Qty 12 REC Peak Energy 250 Series | 3 | Solar | Residential | 2018 Sprunt Ave | Durham | NC | 27705 | Approved | NM-NC Net Metering | Carolinas | 2014-05-08 | Superseded | Photovoltaic |  | 3 | Northern | Single | 2014-04-21 | 2014-05-07 | 2014-04-21 | Superceded
DC | Durham | Roza Maria Cnudde | 120/240 | Distribution | Qty 3 (250 Watts) REC Peak Energy Solar Panels | 0.75 | Solar | Residential | 2018 Sprunt Ave | Durham | NC | 27705 | Approved | NM-NC Net Metering | Carolinas | 2015-04-15 | Pending Meter Set | Photovoltaic |  | 3.75 | Northern | Single | 2014-12-12 | 2015-03-26 | 2014-12-12 | Open
DC | Seminole | Rubi Deleon | 120/240 | Distribution | Qty 18 SW285W solar panels | 5.13 | Solar | Residential | 15619 Sarcee Ct | Orlando | FL | 32828 | Approved | NM-FL Net Metering | FL | 2015-05-27 | Pending Meter Set | Photovoltaic |  | 4.36 | North Central | Single | 2015-05-14 |  | 2015-05-14 | Open
DC | Durham | Delta Products Corporation - NM | 208Y/120 | Distribution |  | 30 | Solar | Non-Residential | 5101 Davis Dr | Morrisville | NC | 27560 | Approved | PP-N NC - Non-Hydroelectric Qualifying Facilities | Carolinas | 2008-01-07 | Connected | Photovoltaic | Delta Products Photovoltaic Installation | 30 | Northern | 3-phase | 2011-04-07 |  | 2006-09-29 | Executed
DC |  | Ruff Solar, LLC |  | Distribution |  |  | Solar | Non-Residential | Ellenboro Henrietta Road | Ellenboro | NC | 28040 | Cancelled |  | PEC Carolinas |  | Cancelled | Photovoltaic |  | 680 | Unknown |  | 2014-10-21 |  | 2014-07-09 | Cancelled
DC | Pinellas | Ruth Coopee |  | Distribution |  | 2.5 | Solar | Residential | 104 11TH AVE *UNIT B | INDIAN ROCKS BEACH | FL | 33785 | Approved | NM-FL Net Metering | FL | 2012-08-03 | Connected | Photovoltaic |  | 2.125 | South Coastal |  | 2014-09-10 |  |  | Executed
DC | Warren | Runway Farm LLC |  | Distribution | Qty 67,500 First Solar STC Power 100W | 6750 | Solar | Non-Residential | 297 Airport Rd | Warrenton | NC | 27589 | Pending |  | PEC Carolinas |  | Pending | Photovoltaic |  | 4800 | Unknown | 3-phase | 2015-01-20 |  | 2015-01-20 | Open
DC | RUSH | RUSH COUNTY SCHOOLS | 480Y/277 |  | twelve 100-W solar panels | 1.2 | Solar | Non-Residential | 1201 LIONS PATH | RUSHVILLE | IN | 46173 | Approved | Net Metering - Standard Contract Rider No. 57 | IN | 2002-10-31 | Connected | Photovoltaic |  | 1 | Southeast | 3 phase |  |  |  | Executed
DC | Lake | Ruth Konicek |  | Distribution |  | 6.6 | Solar | Residential | 160 BALMY COAST RD, SOLAR POWER | Groveland | FL | 34736 | Approved | NM-FL Net Metering | FL | 2012-11-06 | Connected | Photovoltaic |  | 5.61 | South Central |  | 2014-09-10 |  |  | Executed
DC | Cabarrus | Delora Clarke | 120/240 | Distribution | Qty 24 (260 Watt) Sunmodule SW 260 Mono Black | 6.24 | Solar | Residential | 10708 Haddington Dr NW | Charlotte | NC | 28269 | Approved | NC NM-Net Metering for Renewable Energy Facilities | Carolinas | 2015-01-29 | Connected | Photovoltaic |  | 6 | Central | Single | 2015-01-14 |  | 2015-01-14 | Executed
DC | Rowan | Dee Industries, Inc. | 120/240 | Distribution | Twenty (230 Watt) SunPower SPR230 Panels | 4.6 | Solar | Non-Residential | 120 Jerdalo Dr | China Grove | NC | 28023 | Approved | PP-N NC - Non-Hydroelectric Qualifying Facilities | Carolinas | 2012-06-04 | Connected | Photovoltaic | Dee Industries PV Installation | 4 | Central | Single | 2012-03-26 |  | 2012-03-26 | Executed
DC |  | Ryan P Baysinger | 120/240 | Distribution | fifteen 190-W Westinghouse AC-190 solar modules | 2.85 | Solar | Residential | 3304 Indian Rock Ln. | W Lafayette | IN | 47906 | Approved | Net Metering - Standard Contract Rider No. 57 | IN | 2012-11-08 | Connected | Photovoltaic |  | 2.85 | Northern | Single | 2012-10-31 |  | 2012-10-31 | Executed
DC | Seminole | Ryan Hess |  | Distribution |  | 2.6 | Solar | Residential | 2380 RICE CREEK CT | Oviedo | FL | 32765 | Approved | NM-FL Net Metering | FL | 2011-07-29 | Connected | Photovoltaic |  | 2.21 | North Central |  | 2014-09-10 |  |  | Executed
DC | Mecklenburg | Decision Support Management, LLC - NM | 208Y/120 | Distribution |  | 33 | Solar | Non-Residential | 3326 Siskey Parkway, Suite 300 | Matthews | NC | 28105 | Approved | PP-N NC - Non-Hydroelectric Qualifying Facilities | Carolinas | 2008-04-10 | Connected | Photovoltaic | Decision Support PV Installation | 30 | Central | 3-phase | 2011-04-07 |  | 2007-12-17 | Executed
DC | Orange | Russell Seaman |  |  |  | 9.59 | Solar | Residential | 190 US Highway 158 | Rougemont | NC | 27572 | Approved | NC NM-Net Metering for Renewable Energy Facilities | PEC Carolinas | 2013-09-06 | Connected | Photovoltaic |  | 7.6 | Northern |  |  |  |  | Executed
DC | GRANVILLE | Russell Seaman | 120/240 |  |  | 4.71 | Solar | Residential | 190 US Highway 158 | Rougemont | NC | 27572 | Cancelled | NC CSP-Cogeneration and Small Power Producer-Sell All | PEC Carolinas | 2007-04-16 | Cancelled | Photovoltaic |  | 3.77 | Northern | Single | 2012-10-18 |  |  | Cancelled
DC |  | Russell Seaman |  |  |  | 4.88 | Solar | Residential | 190 US Highway 158 | Rougemont | NC | 27572 | Approved | NC NM-Net Metering for Renewable Energy Facilities | PEC Carolinas | 2013-06-12 | Superseded | Photovoltaic |  | 3.9 | Northern |  | 2012-10-18 |  |  | Superceded
DC | Spartanburg | Debra Gardner Turner | 120/240 | Distribution |  | 0.74 | Solar | Residential | 839 Battleground Road | Cowpens | SC | 29330 | Approved | NM-SC Net Metering | Carolinas | 2012-02-23 | Connected | Photovoltaic |  | 0.74 | Southern | Single | 2012-01-03 |  | 2012-01-03 | Executed
DC | Alachua | Ryan Wilhour |  | Distribution |  | 4.5 | Solar | Residential | 15573 SW ARCHER LN | HOME ARCHER | FL | 32618 | Approved | NM-FL Net Metering | FL | 2014-04-09 | Connected | Photovoltaic |  | 3.825 | North Coastal |  | 2014-09-10 |  |  | Executed
DC | VIGO | S A Schnellenberger | 120/240 | Distribution | 20 Suniva 265 W solar panels w 20 M215 Enphase inverters | 5.3 | Solar | Residential | 777 East Honey Hill Drive E | Terra Haute | IN | 47802 | Approved | Net Metering - Standard Contract Rider No. 57 | IN | 2013-05-06 | Connected | Photovoltaic |  | 4.3 | Southern | Single | 2013-04-09 |  | 2013-04-09 | Executed
DC | Marion | Sabina A Cooley | 120/240 | Distribution | Solar Trek SR 2000 | 2 | Solar | Residential | 8939 SE 130th Loop | Summerfield | FL | 34491 | Approved | NM-FL Net Metering | FL | 2014-09-18 | Connected | Photovoltaic |  | 1.7 | North Coastal | Single | 2014-09-23 |  | 2014-09-23 | Executed
DC | Wake | Debra Eidson | 120/240 | Distribution | Qty 15 327W SunPower Solar Panels | 4.91 | Solar | Residential | 912 Alabama Ave | Durham | NC | 27705 | Approved | NM-NC Net Metering | Carolinas | 2014-09-19 | Connected | Photovoltaic |  | 6.37 | Northern | Single | 2014-08-15 | 2014-09-11 | 2014-08-15 | Executed
DC | Pinellas | Saffi Mildton |  | Distribution |  | 4.6 | Solar | Residential | 1837 CARLTON DR | CLEARWATER | FL | 33759 | Approved | NM-FL Net Metering | FL | 2012-03-23 | Connected | Photovoltaic |  | 3.91 | South Coastal |  | 2014-09-10 |  |  | Executed
DC | Polk | Safwat G Farag | 120/240 | Distribution | Solar World | 5 | Solar | Residential | 349 INDIAN WELLS AVE | Poinciana | FL | 34759 | Approved | NM-FL Net Metering | FL | 2014-12-10 | Connected | Photovoltaic |  | 4.25 | South Central | Single | 2014-12-10 |  | 2014-12-10 | Executed
DC | Durham | Deborah Yamauchi | 120/240 | Distribution | 9 SolarWorld SW 245W MONO Solar Modules | 2.21 | Solar | Residential | 4508 Marena Place | Durham | NC | 27707 | Approved | NM-NC Net Metering | Carolinas | 2012-09-11 | Connected | Photovoltaic |  | 2.5 | Northern | Single | 2012-08-24 | 2012-09-06 | 2012-08-24 | Executed
DC | Caswell | Ruth Williams | 120/240 | Distribution | QTY 40 LG 275 Mono X Modules | 11 | Solar | Residential | 7500 NC Highway 119 N | Leasburg | NC | 27291 | Pending | NC NM-Net Metering for Renewable Energy Facilities | PEC Carolinas |  | Pending | Photovoltaic |  | 8.47 | Northern | Single | 2014-07-08 |  | 2014-07-08 | Open
AC | Rutherford | Rutherford County | 480Y/277 | Distribution | KSD 85 kW 480 V BioGas Generator | 85 | Landfill Gas | Non-Residential | 646 Laurel Hill Drive | Rutherfordton | NC | 28139 | Cancelled | PP-N NC - Non-Hydroelectric Qualifying Facilities | Carolinas |  | Cancelled | Reciprocating Engine |  | 70 | Central | 3-phase | 2012-04-10 | 2012-12-03 | 2012-04-10 | Cancelled
DC | Durham | EPA | 480Y/277 | Transmission | Qty 228 Suniva OPT @65 Solar Modules | 60 | Solar | Non-Residential | 109 TW Alexander | Durham | NC | 27708 | Pending | NM-NC Net Metering | Carolinas |  | Pending | Photovoltaic |  | 48 | Northern | 3-phase | 2014-08-25 | 2015-05-21 | 2014-08-25 | Open
DC | Mecklenburg | Deborah Polanco | 120/240 | Distribution | Qty 12 Sunpower E18/230W Solar Panels | 2.76 | Solar | Residential | 14019 Rhone Valley Dr | Charlotte | NC | 28278 | Approved | NM-NC Net Metering | Carolinas | 2015-02-03 | Connected | Photovoltaic |  | 2.76 | Central | Single | 2014-09-18 | 2015-01-07 | 2014-09-18 | Executed
DC | Pinellas | Sally A Farr | 120/240 | Distribution | Qty 4 Q Pro G3 250W Solar Panels | 1 | Solar | Residential | 2122 Country Club Rd N | St Petersburg | FL | 33710 | Approved | NM-FL Net Metering | FL | 2015-05-05 | Connected | Photovoltaic |  | 0.85 | South Coastal | Single | 2015-04-22 |  | 2015-04-22 | Executed
DC | Pinellas | Sally Alrabaa | 120/240 | Distribution | Qty 42 (275 Watt) SolarWorld SW275 Solar Panels | 11.55 | Solar | Residential | 9405 Beachberry PL | Pinellas Park | FL | 33782 | Approved | NM-FL Net Metering | FL | 2015-02-02 | Connected | Photovoltaic |  | 9.82 | South Coastal | Single | 2015-01-28 |  | 2015-01-28 | Executed
DC | Volusia | Sally B. Garcia | 120/240 | Distribution |  | 3.17 | Solar | Residential | 201 Drummond Ln. | Deland | FL | 32724 | Approved | NM-FL Net Metering | FL | 2014-11-19 | Connected | Photovoltaic |  | 2.695 | North Central | Single | 2015-05-04 |  | 2015-05-04 | Executed
DC | Forsyth | Deborah Moore | 120/240 | Distribution | Qty 14 Mage 250W Modules | 3.5 | Solar | Residential | 3784 Sandalwood Ln | Winston Salem | NC | 27106 | Approved | NM-NC Net Metering | Carolinas | 2014-05-02 | Connected | Photovoltaic |  | 3.5 | Northern | Single | 2013-11-26 | 2013-12-23 | 2013-11-26 | Executed
DC | Cabarrus | Deborah G. Wilson | 120/240 | Distribution | Qty 4 ReneSola Virtus II 250W Solar Panels | 1 | Solar | Residential | 413 Ruth Ave. | Kannapolis | NC | 28083 | Approved | NM-NC Net Metering | Carolinas | 2015-02-27 | Connected | Photovoltaic |  | 0.86 | Central | Single | 2014-12-17 | 2015-02-24 | 2014-12-17 | Executed
DC | MOORE | S&S Greenhouses | 120/240 |  |  | 4.5 | Solar | Non-Residential | 200 Alma St | Vass | NC | 28394 | Approved | NC CSP-Cogeneration and Small Power Producer-Sell All | PEC Carolinas | 2011-07-20 | Connected | Photovoltaic |  | 3.6 | Southern | Single | 2012-10-18 |  |  | Executed
DC | Nash | Sabattus Solar, LLC |  | Distribution |  |  | Solar | Non-Residential | Mt. Pleasant & Winters Road | Bailey | NC | 27807 | Cancelled |  | PEC Carolinas |  | Cancelled | Photovoltaic |  | 4999 | Unknown |  | 2014-10-21 |  | 2014-06-30 | Cancelled
DC |  | Sabattus Solar, LLC |  | Distribution |  |  | Solar | Non-Residential | Mt. Pleasant & Winters Road | Bailey | NC | 27807 | Approved |  | PEC Carolinas |  | Pending | Photovoltaic |  | 4999 | Unknown |  | 2014-10-21 |  | 2014-08-14 | Open
DC | Pinellas | Sally Ploger |  | Distribution |  | 4.8 | Solar | Residential | 1111 8TH AVE NW | Largo | FL | 33770 | Approved | NM-FL Net Metering | FL | 2010-11-17 | Connected | Photovoltaic |  | 4.08 | South Coastal |  | 2014-09-10 |  |  | Executed
DC | Pinellas | Salvatore Hansen |  | Distribution |  | 8.25 | Solar | Residential | 1623 SANDSTONE CT | CLEARWATER | FL | 33756 | Approved | NM-FL Net Metering | FL | 2014-07-29 | Connected | Photovoltaic |  | 7.013 | South Coastal |  | 2014-09-10 |  |  | Executed
DC | Johnston | Sadie Solar, LLC |  | Distribution | Qty 22,344 JA Solar JAP6 72-310/3BB | 6926.64 | Solar | Non-Residential | 644 Woodard Rd | Princeton | NC | 27569 | On Hold |  | PEC Carolinas |  | Pending | Photovoltaic |  | 5000 | Unknown | 3-phase | 2015-01-26 |  | 2015-01-26 | Open
DC |  | Sadiebrook Solar, LLC |  | Distribution | Qty 22140 310W Canadian Solar CS6X-P Solar Panels | 6863.4 | Solar | Non-Residential | S. College St | Clarkton | NC | 28433 | Pending |  | PEC Carolinas |  | Pending | Photovoltaic |  | 5010 | Unknown | 3-phase | 2015-04-09 |  | 2015-04-09 | Open
DC | Lake | Salvatore Didonna |  | Distribution |  | 5.54 | Solar | Residential | 30450 CARTHUSIAN PL | MOUNT DORA | FL | 32757 | Approved | NM-FL Net Metering | FL | 2010-03-24 | Connected | Photovoltaic |  | 4.709 | North Central |  | 2014-09-10 |  |  | Executed
DC | Pinellas | Sam Angelides |  | Distribution |  | 5.06 | Solar | Residential | 3990 BELLE VISTA DR | St Petersburg | FL | 33706 | Approved | NM-FL Net Metering | FL | 2010-05-19 | Connected | Photovoltaic |  | 4.301 | South Coastal |  | 2014-09-10 |  |  | Executed
DC | Pinellas | Sam Cappello |  | Distribution |  | 9.16 | Solar | Residential | 6934 DARTMOUTH AVE N | St Petersburg | FL | 33710 | Approved | NM-FL Net Metering | FL | 2012-07-31 | Connected | Photovoltaic |  | 7.786 | South Coastal |  | 2014-09-10 |  |  | Executed
DC | Guilford | Deborah and Jonathan DeLine | 120/240 | Distribution | Qty 26 LG 280W Solar Panels | 7.28 | Solar | Residential | 7796 Poplar Dr. | Oak Ridge | NC | 27310 | Approved | NM-NC Net Metering | Carolinas | 2014-12-03 | Connected | Photovoltaic |  | 6 | Northern | Single | 2014-11-24 | 2014-11-24 | 2014-11-24 | Executed
DC | Mecklenburg | Saia Motor Freight Line, LLC | 120/240 | Distribution | QTY 764 Sun Power 327 E-Series Commercial Solar Panels | 249.83 | Solar | Non-Residential | 1101 W Craighead Rd | Charlotte | NC | 28206 | Cancelled | PP-N NC - Non-Hydroelectric Qualifying Facilities | Carolinas |  | Cancelled | Photovoltaic |  | 216 | Central | 3-phase | 2014-05-07 |  | 2014-05-07 | Cancelled
DC | Mecklenburg | Saia Motor Freight Line, LLC | 120/240 | Distribution | QTY 13 Sun Power 327 E-Series Commercial Solar Panels | 23.54 | Solar | Non-Residential | 1101 W Craighead Rd | Charlotte | NC | 28206 | Cancelled | NM-NC Net Metering | Carolinas |  | Cancelled | Photovoltaic |  | 20 | Central | 3-phase | 2014-05-07 |  | 2014-05-07 | Cancelled
DC | Mecklenburg | Saia Motor Freight Line, LLC | 120/240 | Distribution | QTY 45 Sun Power 327 E-Series Commercial Solar Panels | 14.72 | Solar | Non-Residential | 1101 W Craighead Rd | Charlotte | NC | 28206 | Cancelled | NM-NC Net Metering | Carolinas |  | Cancelled | Photovoltaic |  | 15 | Central | 3-phase | 2014-05-07 |  | 2014-05-07 | Cancelled
DC | New Hanover | Sam Huang and Anh Tran | 120/240 | Distribution | 33 Kyocera 245 W Panels | 8.09 | Solar | Residential | 313 Fort Fischer Blvd N # A | Kure Beach | NC | 28449 | Approved | NC NM-Net Metering for Renewable Energy Facilities | PEC Carolinas | 2013-12-17 | Connected | Photovoltaic |  | 6.468 | Eastern | Single | 2013-09-13 |  | 2013-09-13 | Executed
DC | Pinellas | Sam Jarczynski |  | Distribution |  | 11 | Solar | Residential | 3412 BRAESIDE PL | CLEARWATER | FL | 33759 | Approved | NM-FL Net Metering | FL | 2014-07-22 | Connected | Photovoltaic |  | 9.35 | South Coastal |  | 2014-09-10 |  |  | Executed
DC | Orange | S-A-M Jorgensen |  | Distribution |  | 3.16 | Solar | Residential | 10809 EXUMA ST | Orlando | FL | 39837 | Approved | NM-FL Net Metering | FL | 2009-06-18 | Connected | Photovoltaic |  | 2.686 | South Central |  | 2014-09-10 |  |  | Executed
DC | VOLUSIA | Sam Patterson |  | Distribution |  | 5 | Solar | Residential | 2370 TOMOKA WOODS PKY | DE LEON SPRINGS | FL | 32120 | Approved | NM-FL Net Metering | FL | 2013-12-12 | Connected | Photovoltaic |  | 4.25 | North Central |  | 2014-09-10 |  |  | Executed
DC | Greenville | Deborah A Guy | 120/240 | Distribution | Qty 14 (280 Watt) LG280N1C-G3 Solar Panels | 3.92 | Solar | Residential | 3809 Jug Factory Rd | Greer | SC | 29651 | Approved | NM-SC Net Metering | Carolinas | 2014-10-27 | Connected | Photovoltaic |  | 3.02 | Southern | Single | 2014-10-16 | 2014-10-24 | 2014-10-16 | Executed
DC | Orange | Samantha Graham |  | Distribution |  | 6.3 | Solar | Residential | 17410 Hartwood Marsh Rd | Winter Garden | FL | 34787 | Approved | NM-FL Net Metering | FL | 2008-07-30 | Connected | Photovoltaic |  | 5.355 | South Central |  | 2014-09-10 |  |  | Executed
DC | Moore | Samarcand Solar Farm, LLC |  | Distribution |  |  | Solar | Non-Residential | Unknown | Eagle Springs | NC | 27242 | Approved | NC CSP27-Cogeneration and Small Power Producer-Sell All | PEC Carolinas | 2014-12-19 | Connected | Photovoltaic |  | 5000 | Unknown |  | 2014-10-21 |  | 2013-01-30 | Executed
DC | Clay | Sally Sidman | 120/240 | Distribution | 1st Install: Qty 20 (210 Watt) Sanyo HIP-210NKHA6 2nd Install: Qty 32 (275 Watt) SolarWorld SW275 Solar Panels | 13 | Solar | Residential | 560 County Road 600 N E | Brazil | IN | 47834 | Pending | Net Metering - Standard Contract Rider No. 57 | IN |  | Pending | Photovoltaic |  | 13 | Southern | Single | 2015-06-15 |  | 2015-06-15 | Open
DC | Guilford | Deborah Nehls | 120/240 | Distribution | QTY16 Suniva 250 Panels | 4 | Solar | Residential | 8505 Springbirch Ter | Stokesdale | NC | 27357 | Approved | NM-NC Net Metering | Carolinas | 2014-08-22 | Connected | Photovoltaic |  | 5.2 | Northern | Single | 2014-09-09 |  | 2014-09-09 | Executed
DC | Buncombe | Samsel Architects PA |  | Distribution | LG Electronics, MonoT 285, LG285N1C Qty-73 | 21.17 | Solar | Non-Residential | Unknown | Asheville | NC | 28801 | Approved | NC NM-Net Metering for Renewable Energy Facilities | PEC Carolinas | 2014-02-05 | Connected | Photovoltaic |  | 20 | Western | Single | 2014-10-21 |  | 2013-10-07 | Executed
DC | Brunswick | Sam A Gray | 120/240 | Distribution | Qty 36 ( 345 Watt) SunPower SPR-x21-345 Solar Panels | 12.42 | Solar | Residential | 2801 George 2 Hwy # A | Southport | NC | 28461 | Pending | NC NM-Net Metering for Renewable Energy Facilities | PEC Carolinas |  | Pending | Photovoltaic |  | 11.52 | Eastern | Single | 2015-05-26 |  | 2015-05-12 | Open
DC | Anderson | Deangelis Properties, LLC | 120/240 | Distribution | QTY 11 LG Mono X 270 Modules | 2.97 | Solar | Non-Residential | 4516 Cove Trl | Anderson | SC | 29621 | Approved | NM-SC Net Metering | Carolinas | 2014-10-24 | Connected | Photovoltaic |  | 2.75 | Southern | Single | 2014-10-20 | 2014-10-22 | 2014-10-20 | Executed
DC | Highlands | Samuel Cline |  | Distribution |  | 2.4 | Solar | Residential | 3413 E SAINT ANDREWS DR | AVON PARK | FL | 33825 | Approved | NM-FL Net Metering | FL | 2012-02-23 | Connected | Photovoltaic |  | 2.04 | South Central |  | 2014-09-10 |  |  | Executed
DC | Buncombe | Sam Decker | 120/240 | Distribution | Qty 72 Solar World 315 Watt | 22.68 | Solar | Residential | 324 N Fork Rd | Black Mtn | NC | 28711 | Approved | NC NM-Net Metering for Renewable Energy Facilities | PEC Carolinas |  | Pending IA | Photovoltaic |  | 20 | Western | Single | 2014-12-16 |  | 2014-12-16 | Open
DC | Spartanburg | Dean N. Glossop | 120/240 | Distribution | QTY: 27 Sharp NU-Q250 | 6.75 | Solar | Residential | 690 RiverOak Rd. | Inman | SC | 29349 | Approved | NM-SC Net Metering | Carolinas | 2014-02-10 | Connected | Photovoltaic |  | 6 | Southern | Single | 2013-10-16 | 2014-02-07 | 2013-10-16 | Executed
DC | Guilford | DDM Mortgage Corporation | 120/240 | Distribution | Trina Solar, TSM-PAO Qty- 156 | 36.6 | Solar | Non-Residential | 4221 E NC Highway 150 | Browns Summit | NC | 27214 | Approved | PP-N NC - Non-Hydroelectric Qualifying Facilities | Carolinas | 2012-02-01 | Connected | Photovoltaic | DDM PV Installation | 72 | Northern | Single | 2011-11-07 |  | 2011-11-07 | Executed
DC | Forsyth | Dawn Shannon | 120/240 | Distribution |  | 0.7 | Solar | Residential | 1660 S Marblehead Rd | Lewisville | NC | 27023 | Approved | NM-NC Net Metering | Carolinas | 2011-05-24 | Connected | Photovoltaic |  | 0.7 | Northern | Single | 2011-05-16 |  | 2011-03-28 | Executed
DC | Greenwood | Davis Floyd Inc. | 208Y/120 | Distribution | Nine 230 Watt Mage, One 230 Watt Jinko, One 230 WT Schott One Sharp 230 | 2.76 | Solar | Non-Residential | 1319 Highway 72 221 E | Greenwood | SC | 29649 | Approved | NM-SC Net Metering | Carolinas | 2012-02-15 | Connected | Photovoltaic |  | 2.76 | Southern | 3-phase | 2012-01-11 |  | 2012-01-11 | Executed
DC | Mecklenburg | Davidson College | 4,160Y/2,400 | Distribution |  | 94.08 | Solar | Non-Residential | 200 Baker Drive | Davidson | NC | 29035 | Approved | NM-NC Net Metering | Carolinas | 2012-02-03 | Connected | Photovoltaic |  | 94.08 | Central | 3-phase | 2011-11-07 |  | 2011-11-07 | Executed
DC | WAKE | Sam Rogers | 120/240 |  |  | 9.38 | Solar | Residential | 144 Stagecrest Dr. | Raleigh | NC | 27603 | Approved | NC CSP-Cogeneration and Small Power Producer-Sell All | PEC Carolinas | 2008-04-01 | Connected | Photovoltaic |  | 7.5 | Northern | Single | 2012-10-18 |  |  | Executed
DC | Orange | Samuel G. Wilson | 120/240 | Distribution | Qty 28 Solarworld SW285w solar panels | 7.98 | Solar | Residential | 6144 Orange Hill Ct | Orlando | FL | 32819 | Approved | NM-FL Net Metering | FL | 2015-03-05 | Connected | Photovoltaic |  | 6.783 | South Central | Single | 2015-03-03 |  | 2015-03-03 | Executed
DC | Greenville | David Zimmer | 120/240 | Distribution | Qty 112 (235 Watt) Solar Panels | 26.32 | Solar | Residential | 241 Tanyard Rd | Greenville | SC | 29609 | Approved | NM-SC Net Metering | Carolinas | 2013-09-03 | Connected | Photovoltaic |  | 20 | Southern | Single | 2013-08-06 | 2013-08-22 | 2013-08-06 | Executed
DC | ORANGE | Samuel Parsons |  | Distribution |  | 6.12 | Solar | Residential | 9993 INDIGO BAY CIR | ORLANDO | FL | 32832 | Approved | NM-FL Net Metering | FL | 2014-01-22 | Connected | Photovoltaic |  | 5.202 | South Central |  | 2014-09-10 |  |  | Executed
DC | Seminole | Samuel Ramirez | 120/240 | Distribution | Qty 34 JC255Watts M-24/Bbh Solar Panels | 8.67 | Solar | Residential | 741 Little Wekiva Cir | Altamonte Spring | FL | 32714 | Approved | NM-FL Net Metering | FL | 2015-01-26 | Connected | Photovoltaic |  | 7.37 | North Central | Single | 2015-01-23 |  | 2015-01-23 | Executed
DC | Sampson | Sampson Renewable Energy, LLC |  | Distribution |  |  | Solar | Non-Residential | Unknown | Roseboro | NC | 28382 | On Hold |  | PEC Carolinas |  | Pending | Photovoltaic |  | 5000 | Unknown |  | 2014-10-21 |  | 2014-03-10 | Open
DC |  | Sampson Renewable Energy, LLC |  | Distribution |  |  | Solar | Non-Residential | Unknown | Roseboro | NC | 28382 | Cancelled |  | PEC Carolinas |  | Cancelled | Photovoltaic |  | 5000 | Unknown |  | 2014-10-21 |  | 2013-01-29 | Cancelled
DC | Sampson | Sampson Solar, LLC |  | Distribution | Canadian Solar CS6X-290P |  | Solar | Non-Residential | 8780 Roseboro Hwy. | Roseboro | NC | 28382 | Approved | NC CSP29-Cogeneration and Small Power Producer-Sell All | PEC Carolinas |  | Under Construction | Photovoltaic |  | 1980 | Eastern | 3-phase | 2014-10-21 |  | 2013-01-23 | Open
DC | LAKE | Samuel Sferrazza |  | Distribution |  | 6 | Solar | Residential | 393 SILVER MAPLE RD, SOLAR PWR | GROVELAND | FL | 34736 | Approved | NM-FL Net Metering | FL | 2013-06-11 | Connected | Photovoltaic |  | 5.1 | South Central |  | 2014-09-10 |  |  | Executed
DC | Buncombe | Samuel T & Sarah Hess | 120/240 | Distribution | Qty 343 (12.5 Watt) Dow Powerhouse Shingles | 4.29 | Solar | Residential | 330 Old Haw Creek Rd | Asheville | NC | 28805 | Approved | NC NM-Net Metering for Renewable Energy Facilities | PEC Carolinas | 2014-11-18 | Connected | Photovoltaic |  | 3.3 | Western | Single | 2014-08-12 |  | 2014-08-12 | Executed
DC | ORANGE | Samuel Roberts |  | Distribution |  | 3.48 | Solar | Residential | 812 MAUMEE STREET | ORLANDO | FL | 32828 | Approved | NM-FL Net Metering | FL | 2013-07-16 | Connected | Photovoltaic |  | 2.958 | North Central |  | 2014-09-10 |  |  | Executed
DC | Orange | David Wiener | 120/240 | Distribution | 15 GEPVp-200 W Panels | 3 | Solar | Residential | 108 Millbrae Ln | Chapel Hill | NC | 27514 | Approved | NM-NC Net Metering | Carolinas | 2012-10-03 | Connected | Photovoltaic |  | 2.5 | Northern | Single | 2012-08-20 | 2012-10-01 | 2012-08-20 | Executed
DC | Alamance | Samuel B. Moore - NM | 120/240 | Distribution |  | 2.4 | Solar | Non-Residential | 3862 Shepherd Rd | Elon | NC | 27244 | Cancelled | PP-N NC - Non-Hydroelectric Qualifying Facilities | Carolinas |  | Cancelled | Photovoltaic | Moore PV Installation | 2 | Northern | Single | 2011-04-07 |  | 2010-02-11 | Cancelled
DC | Lake | Sandra Cedrone | 120/240 | Distribution |  | 8.25 | Solar | Residential | 170 Crepe Myrtle Dr, Solar Power | Groveeland | FL | 34736 | Approved | NM-FL Net Metering | FL | 2014-12-01 | Connected | Photovoltaic |  | 7.01 | South Central | Single | 2014-09-26 |  | 2014-09-26 | Executed
DC | Wake | Sandra F. Rogers | 120/240 | Distribution |  | 2.38 | Solar | Residential | 5104 Wickham Road | Raleigh | NC | 27606 | Approved | NC NM-Net Metering for Renewable Energy Facilities | PEC Carolinas | 2011-02-22 | Connected | Photovoltaic |  | 1.9 | Northern | Single | 2012-10-18 |  |  | Executed
DC | SEMINOLE | Sandra Ford |  | Distribution |  | 8.37 | Solar | Residential | 1425 PONCE DE LEON BLVD | CASSELBERRY | FL | 32708 | Approved | NM-FL Net Metering | FL | 2014-03-18 | Connected | Photovoltaic |  | 7.115 | North Central |  | 2014-09-10 |  |  | Executed
DC | Lincoln | Samuel C. Province | 120/240 | Distribution |  | 10 | Solar | Residential | 8629 Reeps Grove Church Rd | Vale | NC | 28168 | Cancelled | PP-N NC - Non-Hydroelectric Qualifying Facilities | Carolinas |  | Cancelled | Photovoltaic | Province PV Installation | 10 | Central | Single | 2011-04-07 |  | 2009-11-11 | Cancelled
DC | Henderson | David Weintraub | 120/240 | Distribution | 12 Siliken 250W Modules | 3 | Solar | Residential | 200 Tranquility Place | Hendersonville | NC | 28739 | Approved | NM-NC Net Metering | Carolinas | 2012-07-31 | Connected | Photovoltaic |  | 3 | Southern | Single | 2012-06-06 | 2012-07-30 | 2012-06-06 | Executed
DC | Orange | Sandra Poling |  | Distribution |  | 5.06 | Solar | Residential | 12407 CAPE SOUND CV | Orlando | FL | 32825 | Approved | NM-FL Net Metering | FL | 2010-07-16 | Connected | Photovoltaic |  | 4.301 | South Central |  | 2014-09-10 |  |  | Executed
DC | Lake | Sandra Ross | 120/240 | Distribution |  | 6.25 | Solar | Residential | 348 SALT MARSH LN, SOLAR PWR | Groveland | FL | 34736 | Approved | NM-FL Net Metering | FL | 2014-12-11 | Connected | Photovoltaic |  | 5.31 | South Central | Single | 2014-11-11 |  | 2014-11-11 | Executed
DC | Volusia | Sandra S Gilbreath | 120/240 | Distribution |  | 4.8 | Solar | Residential | 118 ALDWORTH WAY | Deland | FL | 32724 | Approved | NM-FL Net Metering | FL | 2014-12-19 | Connected | Photovoltaic |  | 4.08 | North Central | Single | 2014-12-21 |  | 2014-12-21 | Executed
DC | Stanly | Samuel K Blalock | 120/240 | Distribution | Qty 4 Renesola IC250W Solar Panels | 1 | Solar | Residential | 440 Knollwood Ln | Albemarle | NC | 28001 | Pending | NM-NC Net Metering | Carolinas |  | Pending | Photovoltaic |  | 0.86 | Central | Single | 2015-06-02 |  | 2015-06-02 | Open
DC | Union | David Warren | 120/240 | Distribution | 14 SunPower 327W Solar Panels | 4.58 | Solar | Residential | 410 Castlestone Lane | Matthews | NC | 28104 | Approved | NM-NC Net Metering | Carolinas | 2012-07-02 | Connected | Photovoltaic |  | 3.5 | Central | Single | 2012-06-04 |  | 2012-06-04 | Executed
DC | Wilson | Sandy Cross Solar, LLC |  | Distribution |  | 1500 | Solar | Non-Residential | 2999 Lewis Rd. | Elm City | NC | 27803 | Approved | Negotiated (NC) | PEC Carolinas | 2012-05-29 | Connected | Photovoltaic |  | 1200 | Unknown |  | 2014-10-21 |  | 2011-10-04 | Executed
DC |  | Sandy Davis | 120/240 | Distribution | 8 (220 Watt) Sanyo Solar Panels) | 1.76 | Solar | Residential | 3691 S Duncan Rd | Bloomington | IN | 47403 | Approved | Net Metering - Standard Contract Rider No. 57 | IN | 2012-06-07 | Connected | Photovoltaic |  | 3.36 | Southern | Single | 2012-06-01 |  | 2012-06-01 | Executed
DC | Jackson | David W. Walters | 120/240 | Distribution |  | 5.4 | Solar | Residential | 4900 Preserve Rd | Sylva | NC | 28711 | Approved | PP-N NC - Non-Hydroelectric Qualifying Facilities | Carolinas | 2009-11-04 | Connected | Photovoltaic | Walters PV Installation | 5.46 | Southern | Single | 2011-04-07 |  | 2009-10-19 | Executed
DC | Union | Sanchez 18 Solar, LLC |  | Distribution | Qty 9,404 (310 Watt) REC310PE72 Solar Panels | 2915.24 | Solar | Non-Residential | 1312 Old Pageland-Marshville Rd | Marshville | NC | 28103 | Pending | PP-N NC - Non-Hydroelectric Qualifying Facilities | Carolinas |  | Pending | Photovoltaic |  | 2160 | Central | Single | 2015-05-18 |  | 2015-03-03 | Open
DC | Rowan | David W. Rhodes | 120/240 | Distribution |  | 3 | Solar | Residential | 925 Mitchell Ave | China Grove | NC | 28023 | Approved | SCG-NC Small Customer Generator Rider | Carolinas | 2009-06-01 | Connected | Photovoltaic |  | 6 | Central | Single |  |  |  | Executed
DC | Orange | Sanjay Kwatra |  | Distribution |  | 10 | Solar | Residential | 9489 WESTOVER CLUB CIR | Windermere | FL | 34786 | Approved | NM-FL Net Metering | FL | 2011-12-12 | Connected | Photovoltaic |  | 8.5 | South Central |  | 2014-09-10 |  |  | Executed
DC | Butler | Sante Matteo | 120/240 | Distribution | twenty 220-W Sanyo HIT-220A01 solar modules | 4.4 | Solar | Residential | 14 Quail Ridge Dr. | Oxford | OH | 45056 | Approved | Rider NM - Net Metering Rider - OH | OH/KY | 2011-05-19 | Connected | Photovoltaic |  | 4.2 | South | Single | 2011-05-11 |  | 2011-05-11 | Executed
DC | Forsyth | Sandra D Hamrick | 120/240 | Distribution | Qty 32 Csun 250W Solar Panels | 8 | Solar | Residential | 215 Coves End Ct | Belews Creek | NC | 27009 | Approved | NM-NC Net Metering | Carolinas |  | Pending Meter Set | Photovoltaic |  | 7.6 | Northern | Single | 2015-05-12 | 2015-06-18 | 2015-05-12 | Open
DC | Pinellas | Santo Nicita |  | Distribution |  | 2.45 | Solar | Residential | 6499 71ST STREET | PINELLAS PARK | FL | 33781 | Approved | NM-FL Net Metering | FL | 2013-03-15 | Connected | Photovoltaic |  | 2.083 | South Coastal |  | 2014-09-10 |  |  | Executed
DC | Highlands | Santos Roman |  | Distribution |  | 5.04 | Solar | Residential | 1521 W PROSPECT DR | Sebring | FL | 33870 | Approved | NM-FL Net Metering | FL | 2009-11-24 | Connected | Photovoltaic |  | 4.284 | South Central |  | 2014-09-10 |  |  | Executed
DC | York | Donna Mohler | 120/240 | Distribution |  | 2.85 | Solar | Residential | 7085 Montgomery Rd | Clover | SC | 29710 | Approved | NM-SC Net Metering | Carolinas | 2008-06-16 | Connected | Photovoltaic |  | 2.85 | Southern | Single | 2011-04-07 |  | 2008-03-06 | Executed
DC | Guilford | David W Kriegsman | 120/240 | Distribution | Qty 16 SolarWorld 315W Solar Panels | 5.04 | Solar | Residential | 106 Falkener Dr. | Greensboro | NC | 27410 | Approved | NM-NC Net Metering | Carolinas | 2015-06-10 | Connected | Photovoltaic |  | 5 | Northern | Single | 2015-04-30 | 2015-06-02 | 2015-04-30 | Executed
DC | Buncombe | Sara H Lavelle | 120/240 | Distribution | Qty 30 (250 Watt) Conergy PE 250P Solar Panels | 7.5 | Solar | Residential | 45 Brookside Rd #13F | Asheville | NC | 28803 | Approved | NC NM-Net Metering for Renewable Energy Facilities | PEC Carolinas | 2013-10-31 | Connected | Photovoltaic |  | 5.16 | Western | Single | 2013-08-19 |  | 2013-08-19 | Executed
DC | Lake | Sara Rahim | 120/240 | Distribution |  | 4.48 | Solar | Residential | 1863 Harrier Ave | Clermont | FL | 34711 | Approved | NM-FL Net Metering | FL | 2014-09-30 | Connected | Photovoltaic |  | 3.808 | South Central | Single | 2014-09-28 |  | 2014-09-28 | Executed
DC | Mecklenburg | David Stokes | 120/240 | Distribution |  | 0.7 | Solar | Residential | 8008 Alba Ct | Charlotte | NC | 28269 | Approved | NM-NC Net Metering | Carolinas | 2011-07-15 | Connected | Photovoltaic |  | 0.7 | Central | Single | 2011-06-01 |  | 2011-06-01 | Executed
DC | Buncombe | Sarah Fischer | 120/240 | Distribution | QTY 12 Sunmodule 275 Panels | 3.3 | Solar | Residential | 128 Westwood Rd | Asheville | NC | 28804 | Pending | NC NM-Net Metering for Renewable Energy Facilities | PEC Carolinas | 2014-09-03 | Connected | Photovoltaic |  | 4.3 | Western | Single | 2014-08-01 |  | 2014-08-01 | Executed
DC | Franklin | Sarah Fuller |  | Distribution |  | 1.1 | Solar | Residential | 2382 E US HIGHWAY 98 *SHOP BEAUTY, @NEWMAN DR | LANARK BEACH | FL | 32322 | Approved | NM-FL Net Metering | FL | 2012-04-09 | Connected | Photovoltaic |  | 0.935 | North Coastal |  | 2014-09-10 |  |  | Executed
DC |  | Sandy Davis | 120/240 | Distribution | Eight 220 Watt Sanyo Solar Panels | 1.76 | Solar | Residential | 3691 S Duncan Rd | Bloomington | IN | 47403 | Approved | Net Metering - Standard Contract Rider No. 57 | IN | 2011-11-29 | Superseded | Photovoltaic |  | 1.68 | Southern | Single | 2011-10-24 |  | 2011-10-24 | Superceded
DC | Orange | Sarah G Center | 120/240 | Distribution | Qty 40 (255 Watt) Canadian CS6P | 10.2 | Solar | Residential | 3759 Percival Rd | Orlando | FL | 32826 | Approved | NM-FL Net Metering | FL | 2015-06-02 | Connected | Photovoltaic |  | 8.67 | North Central | Single | 2015-05-27 |  | 2015-05-27 | Executed
DC | Stokes | Sandy Ridge Solar Farm, LLC | 12,470Y/7,200 | Distribution | Qty 21660 Canadian Solar CS6X 300P | 6498 | Solar | Non-Residential | 1921 Rhodes Loop | Madison | NC | 27025 | Cancelled | PP-N NC - Non-Hydroelectric Qualifying Facilities | Carolinas |  | Cancelled | Photovoltaic |  | 4998 | Northern | 3-phase | 2013-09-27 |  | 2013-09-27 | Cancelled
DC |  | Sanford Solar |  | Distribution |  |  | Solar | Non-Residential | Unknown | Sanford | NC | 0 | Cancelled |  | PEC Carolinas |  | Cancelled | Photovoltaic |  | 2000 | Unknown |  | 2014-10-21 |  | 2012-05-14 | Cancelled
DC | Warren | Sarah I Albright | 120/240 | Distribution | twenty-four 240-W Trina Solar TSM-240PA05 solar panels | 5.76 | Solar | Residential | 5115 Applecreek Ln | Lebanon | OH | 45036 | Approved | Rider NM - Net Metering Rider - OH | OH/KY | 2014-06-26 | Connected | Photovoltaic |  | 5 | North | Single | 2014-06-11 |  | 2014-06-11 | Executed
DC | Catawba | David Sigmon | 120/240 | Distribution | Qty 14 Kyocera KD245 | 3.48 | Solar | Residential | 2421 Genelia Dr | Claremont | NC | 28610 | Approved | NM-NC Net Metering | Carolinas | 2014-01-14 | Connected | Photovoltaic |  | 3 | Central | Single | 2013-10-31 | 2014-01-07 | 2013-10-31 | Executed
DC | SEMINOLE | Sarah Garden |  | Distribution |  | 10 | Solar | Residential | 303 RACCOON ST | LAKE MARY | FL | 32746 | Approved | NM-FL Net Metering | FL | 2014-03-17 | Connected | Photovoltaic |  | 8.5 | North Central |  | 2014-09-10 |  |  | Executed
DC | Pinellas | Sarah Melanson | 120/240 | Distribution | Qty 8 SW250Watts, Solar Panels | 2 | Solar | Residential | 6231 17th Ave N | St Petersburg | FL | 33710 | Approved | NM-FL Net Metering | FL | 2015-05-21 | Connected | Photovoltaic |  | 1.7 | South Coastal | Single | 2015-05-15 |  | 2015-05-15 | Executed
DC |  | Sarah Miller | 120/240 | Distribution | eight 175-W Westinghouse AC-175 solar panels | 1.4 | Solar | Residential | 8419 Bunnell Hill Rd. | Springboro | OH | 45066 | Approved | Rider NM - Net Metering Rider - OH | OH/KY | 2011-04-26 | Connected | Photovoltaic |  | 1.4 | South | Single | 2011-05-17 |  | 2011-05-17 | Executed
DC | Rowan | David S McKnight | 120/240 | Distribution | Qty 8 Renesola Virtus II 250W Solar Panels | 2 | Solar | Residential | 2975 Lipe Rd | China Grove | NC | 28023 | Approved | NM-NC Net Metering | Carolinas | 2015-05-27 | Connected | Photovoltaic |  | 1.72 | Central | Single | 2015-03-23 | 2015-04-30 | 2015-03-23 | Executed
DC | Chatham | Sarah P & Scott Cox | 120/240 | Distribution | Qty 10 Sharp 224W Solar Panels | 2.24 | Solar | Residential | 53 Bingham Ridge Drive | Pittsboro | NC | 27312 | Approved | NM-NC Net Metering | PEC Carolinas | 2015-05-22 | Connected | Photovoltaic |  | 2 | Northern | Single | 2015-03-23 |  | 2015-03-23 | Executed
DC | Wake | SAS Bldg C |  | Distribution |  |  | Solar | Non-Residential | 820 SAS Campus Drive, Bldg C | Cary | NC | 27513 | Approved |  | PEC Carolinas | 2011-03-21 | Connected | Photovoltaic |  | 72 | Unknown |  | 2014-10-21 |  | 2010-12-21 | Executed
DC | Henderson | Sarah Brown | 120/240 | Distribution | Qty 24 Solar World 285W Solar Panels | 6.84 | Solar | Residential | 33 Laurel Ridge Dr | Mills River | NC | 28759 | Approved | NM-NC Net Metering | Carolinas |  | Pending Meter Set | Photovoltaic |  | 5.76 | Southern | Single | 2015-05-12 | 2015-06-05 | 2015-05-12 | Open
DC | Wake | SAS Institute, Inc. |  | Distribution |  |  | Solar | Non-Residential | Unknown | Cary | NC | 27513 | Approved |  | PEC Carolinas | 2010-07-14 | Connected | Photovoltaic |  | 960 | Unknown |  | 2014-10-21 |  | 2010-03-15 | Executed
| HAMILTON | SARAH CONLON | single |  |  |  | Solar | Residential | 570 MCALPIN | CINCINNATI | OH | 45220 | Approved | Rider NM - Net Metering Rider - OH | OH/KY | 2010-06-30 | Connected | Photovoltaic |  | 1.14 | Central | 120/240 |  |  |  | Executed
DC | Wake | SAS Institute, Inc. |  | Distribution |  | 1000 | Solar | Non-Residential | Unknown | Cary | NC | 27513 | Approved | Negotiated (NC) | PEC Carolinas | 2008-12-11 | Connected | Photovoltaic |  | 800 | Unknown |  | 2014-10-21 |  | 2008-12-09 | Executed
DC | Seminole | Saurin Patel |  | Distribution |  | 10 | Solar | Residential | 2000 MANHATTAN LN | CASSELBERRY | FL | 32707 | Approved | NM-FL Net Metering | FL | 2013-02-13 | Connected | Photovoltaic |  | 8.5 | North Central |  | 2014-09-10 |  |  | Executed
DC | VOLUSIA | School Bd Of Volusia Co (Debary Elem School) - 2Nd Installation |  | Distribution |  | 10.14 | Solar | Non-Residential | 88 W HIGHBANKS RD, PERM | DEBARY | FL | 32713 | Approved | NM-FL Net Metering | FL | 2013-11-14 | Connected | Photovoltaic |  | 8.619 | North Central |  | 2014-09-10 |  |  | Executed
DC | VOLUSIA | School Bd Of Volusia Co (River Springs Middle) - 3Rd Installation |  | Distribution |  | 10.14 | Solar | Non-Residential | 900 W OHIO AVENUE, MIDDLE SCHOOL "DD" | ORANGE CITY | FL | 32763 | Approved | NM-FL Net Metering | FL | 2013-11-14 | Connected | Photovoltaic |  | 8.619 | North Central |  | 2014-09-10 |  |  | Executed
DC | Volusia | School Bd Of Volusia Co T. Dewitt Taylor Middle/High) - 1St Installation |  | Distribution |  | 10 | Solar | Non-Residential | 100 E WASHINGTON AVE, NEW M/H SCHL | PIERSON | FL | 32180 | Approved | NM-FL Net Metering | FL | 2012-04-27 | Connected | Photovoltaic |  | 8.5 | North Central |  | 2014-09-10 |  |  | Executed
DC |  | Sarah Keels | 120/240 | Distribution |  |  | Solar | Residential | 957 Apple Valley Dr | Duncan | SC | 29334 | Pending | NM-SC Net Metering | Carolinas |  | Pending | Photovoltaic |  |  | Southern | Single | 2015-02-13 |  | 2015-02-13 | Open
DC | Pinellas | School Board Of Pinellas Co (Campbell Park Elem) - 1St Installation |  | Distribution |  | 10 | Solar | Non-Residential | 699 10TH ST S, CAMPBELL PK ELEM | ST PETERSBURG | FL | 33705 | Approved | NM-FL Net Metering | FL | 2012-03-06 | Connected | Photovoltaic |  | 8.5 | South Coastal |  | 2014-09-10 |  |  | Executed
DC | Pinellas | School Board Of Pinellas Co | 120/240 | Distribution |  | 10.92 | Solar | Non-Residential | 3301 Bentley Dr | Palm Harbor | FL | 34684 | Approved | NM-FL Net Metering | FL | 2014-07-01 | Connected | Photovoltaic |  | 9.28 | South Coastal | 3-phase | 2014-10-02 |  | 2014-10-02 | Executed
DC | Pinellas | School Board Of Pinellas Co (Fairmount Park Elem) - 4Th Installation |  | Distribution |  | 10 | Solar | Non-Residential | 575 41ST ST S, PERM | ST PETERSBURG | FL | 33711 | Approved | NM-FL Net Metering | FL | 2012-03-22 | Connected | Photovoltaic |  | 8.5 | South Coastal |  | 2014-09-10 |  |  | Executed
DC | Pinellas | School Board Of Pinellas Co (Gulfport Elem) |  | Distribution |  | 10.92 | Solar | Non-Residential | 1910 52ND ST S | ST. PETERSBURG | FL | 34649 | Approved | NM-FL Net Metering | FL | 2014-07-01 | Connected | Photovoltaic |  | 9.282 | South Coastal |  | 2014-09-10 |  |  | Executed
DC | CHATHAM | Sarah P & Scott Cox | 120/240 |  |  | 2.15 | Solar | Residential | 53 Bingham Ridge Drive | Pittsboro | NC | 27312 | Approved | NC CSP-Cogeneration and Small Power Producer-Sell All | PEC Carolinas | 2009-09-16 | Cancelled | Photovoltaic |  | 1.72 | Northern | Single | 2012-10-18 |  |  | Cancelled
DC | Pinellas | School Board Of Pinellas Co (Lealman Intermediate) |  | Distribution |  | 10.92 | Solar | Non-Residential | 4900 28TH ST N, *LEALMAN INTER SCH | ST. PETERSBURG | FL | 33714 | Approved | NM-FL Net Metering | FL | 2014-07-01 | Connected | Photovoltaic |  | 9.282 | South Coastal |  | 2014-09-10 |  |  | Executed
DC | Franklin | Sarah Solar, LLC |  | Distribution | Trina TSM-285 PA14, Qty 21780 | 6207 | Solar | Non-Residential | 171 Brewer Road | Louisburg | NC | 27549 | Approved | NC CSP29-Cogeneration and Small Power Producer-Sell All | PEC Carolinas |  | Under Construction | Photovoltaic |  | 5000 | Northern |  | 2014-10-21 |  | 2013-07-25 | Open
DC | Pinellas | School Board Of Pinellas Co (Mcmullen-Booth Elem) - 3Rd Installation |  | Distribution |  | 10 | Solar | Non-Residential | 3025 UNION ST | CLEARWATER | FL | 33759 | Approved | NM-FL Net Metering | FL | 2012-03-22 | Connected | Photovoltaic |  | 8.5 | South Coastal |  | 2014-09-10 |  |  | Executed
DC | Wake | SAS Institute, Inc. |  | Distribution |  |  | Solar | Non-Residential | Unknown | Cary | NC | 27513 | Approved |  | PEC Carolinas |  | Pending IA | Photovoltaic |  | 39 | Unknown |  | 2014-10-21 |  | 2014-01-17 | Open
DC | Pinellas | School Board Of Pinellas Co (Palm Harbor Middle 3191) - 6Th Installation |  | Distribution |  | 10.08 | Solar | Non-Residential | 1800 TAMPA ROAD | PALM HARBOR | FL | 34683 | Approved | NM-FL Net Metering | FL | 2013-11-14 | Connected | Photovoltaic |  | 8.568 | South Coastal |  | 2014-09-10 |  |  | Executed
DC | Pinellas | School Board Of Pinellas Co (Safety Harbor Middle) - 5Th Installation |  | Distribution |  | 10 | Solar | Non-Residential | 901 1ST AVE N | SAFETY HARBOR | FL | 34695 | Approved | NM-FL Net Metering | FL | 2012-03-22 | Connected | Photovoltaic |  | 8.5 | South Coastal |  | 2014-09-10 |  |  | Executed
DC | Caldwell | Saturn Power Inc. |  | Distribution |  |  | Solar | Non-Residential | Unknown | Lenoir | NC | 28504 | Approved |  | PEC Carolinas |  | Pending | Photovoltaic |  | 4800 | Unknown |  | 2014-10-21 |  | 2014-04-22 | Open
DC | Pinellas | School Board Of Pinellas Co (Sanderlin Elem. 3761) - 7Th Installatiion |  | Distribution |  | 10.08 | Solar | Non-Residential | 2350 22ND AVE S, NEW SCHOOL | ST. PETERSBURG | FL | 33712 | Approved | NM-FL Net Metering | FL | 2013-12-10 | Connected | Photovoltaic |  | 8.568 | South Coastal |  | 2014-09-10 |  |  | Executed
DC | Orange | David Ringenburg | 120/240 | Distribution |  | 7.6 | Solar | Residential | 720 Sugar Spring Rd | Chapel Hill | NC | 27514 | Approved | NM-NC Net Metering | Carolinas | 2013-06-11 | Connected | Photovoltaic |  | 7.6 | Northern | Single | 2013-05-01 | 2013-06-05 | 2013-05-01 | Executed
DC |  | SC Solar Energy, Inc. |  | Distribution |  |  | Solar | Non-Residential | Unknown | Hemingway | SC | 0 | Approved |  | PEC Carolinas |  | Pending IA | Photovoltaic |  | 100 | Unknown |  | 2014-10-21 |  | 2014-02-10 | Open
DC | OSCEOLA | School Distr Of Osceola Cnty (Harmony High School) |  | Distribution |  | 10.92 | Solar | Non-Residential | 3601 ARTHUR J GALLAGHER BLVD | SAINT CLOUD | FL | 34771 | Approved | NM-FL Net Metering | FL | 2014-07-14 | Connected | Photovoltaic |  | 9.282 | South Central |  | 2014-09-10 |  |  | Executed
DC | Guilford | David Rembach | 120/240 | Distribution | QTY 22 SUNIVA 260 OPTIMUS SOLAR MODULES | 5.72 | Solar | Residential | 2894 Causey Lake Rd | Greensboro | NC | 27406 | Approved | NM-NC Net Metering | Carolinas | 2014-06-24 | Connected | Photovoltaic |  | 4.73 | Northern | Single | 2014-05-22 | 2014-06-20 | 2014-05-22 | Executed
DC | Orange | Scott Jones |  | Distribution |  | 9.36 | Solar | Residential | 838 ROCKFORD RD | APOPKA | FL | 32712 | Approved | NM-FL Net Metering | FL | 2013-02-07 | Connected | Photovoltaic |  | 7.956 | North Central |  | 2014-09-10 |  |  | Executed
DC | Highlands | Scott Kirouac |  | Distribution |  | 4.95 | Solar | Residential | 320 KITE AVE | Sebring | FL | 33872 | Approved | NM-FL Net Metering | FL | 2010-02-22 | Connected | Photovoltaic |  | 4.208 | South Central |  | 2014-09-10 |  |  | Executed
DC |  | Scott A Masturzo | 120/240 | Distribution | Sixteen 235 Watt Sharp Solar Panels | 3.76 | Solar | Residential | 8550 Sleepy Hollow Drive | Cincinnati | OH | 45243 | Approved | Rider NM - Net Metering Rider - OH | OH/KY | 2011-10-25 | Connected | Photovoltaic |  | 3.44 | South | Single | 2011-10-19 |  | 2011-10-19 | Executed
DC | Pinellas | Scott A Tucker | 120/240 | Distribution | Qty 16 Solar World 315W Solar Panels | 5.04 | Solar | Residential | 1219 Everglades Ave | Clearwater | FL | 33764 | Approved | NM-FL Net Metering | FL | 2015-04-23 | Connected | Photovoltaic |  | 4.284 | South Coastal | Single | 2015-04-17 |  | 2015-04-17 | Executed
DC |  | Scott and Beth Carpenter | 120/240 | Distribution | Nine 245 W CSI C56P-245P Solar panels | 2.21 | Solar | Residential | 4444 Maple Grove Rd. N. | Bloomington | IN | 47404 | Approved | Net Metering - Standard Contract Rider No. 57 | IN | 2013-05-13 | Connected | Photovoltaic |  | 1.94 | Southern | Single | 2013-04-26 |  | 2013-04-26 | Executed
DC | VOLUSIA | Scott Bellesfield |  | Distribution |  | 7.14 | Solar | Residential | 755 E KICKLIGHTER RD | LAKE HELEN | FL | 32744 | Approved | NM-FL Net Metering | FL | 2014-06-20 | Connected | Photovoltaic |  | 6.069 | North Central |  | 2014-09-10 |  |  | Executed
DC | Buncombe | Scott Carter | 120/240 | Distribution | QTY 4 REC 250 Peak Energy BLK Series | 1 | Solar | Residential | 185 Maple Drive | Asheville | NC | 28805 | Approved | NC NM-Net Metering for Renewable Energy Facilities | PEC Carolinas | 2014-07-23 | Connected | Photovoltaic |  | 0.07 | Western | Single | 2014-05-30 |  | 2014-05-30 | Executed
DC |  | Scott Charlton | 120/240 | Distribution | thirty-two Suniva OPT 250W solar panels | 8 | Solar | Residential | 6217 Gilmour Rd | Morrow | OH | 45152 | Approved | Rider NM - Net Metering Rider - OH | OH/KY | 2012-10-24 | Connected | Photovoltaic |  | 6.88 | North | Single | 2012-10-01 |  | 2012-10-01 | Executed
DC |  | Scott D Bartel | 120/240 | Distribution | five 175-W Suntech Black Label STP175S-24/Ab-1 solar panels | 0.88 | Solar | Residential | 2033 St Andrews Ct | Fairfield | OH | 45014 | Approved | Rider NM - Net Metering Rider - OH | OH/KY | 2011-05-19 | Connected | Photovoltaic |  | 0.875 | Central | Single | 2011-05-16 |  | 2011-05-16 | Executed
DC | LAKE | Scott Smithwick |  | Distribution |  | 7.2 | Solar | Residential | 318 SALT MARSH LN, SOLAR POWER | GROVELAND | FL | 34736 | Approved | NM-FL Net Metering | FL | 2013-05-31 | Connected | Photovoltaic |  | 6.12 | South Central |  | 2014-09-10 |  |  | Executed
DC | Wake | Scott Daugherty | 120/240 | Distribution | Qty 8 SolarWorld 265W Modules | 2.12 | Solar | Residential | 11104 Brass Kettle Rd | Raleigh | NC | 27614 | Approved | NC NM-Net Metering for Renewable Energy Facilities | PEC Carolinas | 2014-03-18 | Connected | Photovoltaic |  | 1.72 | Northern | Single | 2013-11-25 |  | 2013-11-25 | Executed
DC | MONROE | SCOTT FORTHOFER | 120/240 | Distribution | QTY 13 SUNMODULE PLUS SW 260 MONO | 3.38 | Solar | Residential | 2519 ROUND HILL LN E | BLOOMINGTON | IN | 47401 | Approved | Net Metering - Standard Contract Rider No. 57 | IN | 2014-01-13 | Connected | Photovoltaic |  | 2.795 | Southern | Single | 2013-11-22 |  | 2013-11-22 | Executed
DC | Guilford | Scot A. Friedman | 120/240 | Distribution |  | 5.46 | Solar | Residential | 3603 Chance Rd | Greensboro | NC | 27410 | Cancelled | PP-N NC - Non-Hydroelectric Qualifying Facilities | Carolinas | 2009-07-24 | Superseded | Photovoltaic | Friedman PV Installation | 5.46 | Northern | Single | 2011-04-07 |  | 2008-07-10 | Cancelled
DC |  | Scotland Farm |  | Distribution |  |  | Solar | Non-Residential | W. Railroad Street | Laurinburg | NC | 28352 | Cancelled |  | PEC Carolinas |  | Cancelled | Photovoltaic |  | 5000 | Unknown |  | 2014-10-21 |  | 2012-02-03 | Cancelled
DC | Cleveland | David Raymond Walker | 120/240 | Distribution |  | 2.88 | Solar | Residential | 918 Oak Grv. Clover Hill Ch. Rd. | Lawndale | NC | 28090 | Approved | NM-NC Net Metering | Carolinas | 2011-06-06 | Connected | Photovoltaic |  | 2.28 | Central | Single | 2011-05-16 |  | 2011-05-06 | Executed
DC | Wake | Scott H Hellmann | 120/240 | Distribution | Qty 32: 250 W Axitec Soalr Panals | 8 | Solar | Residential | 3109 Purland Dr | Raleigh | NC | 27603 | Approved | NM-NC Net Metering | PEC Carolinas | 2015-01-13 | Connected | Photovoltaic |  | 8 | Northern | Single | 2014-12-17 |  | 2014-12-17 | Executed
DC | Greenville | David Ray | 120/240 | Distribution | QTY 6 Sunmodule Plus SW 270 Watt Panels | 1.62 | Solar | Residential | 102 Sandtrap Ct | Greenville | SC | 29609 | Approved | NM-SC Net Metering | Carolinas | 2015-02-26 | Connected | Photovoltaic |  | 1.5 | Southern | Single | 2015-02-05 | 2015-02-25 | 2015-02-05 | Executed
DC | Floyd | Scott L Tyler | 120/240 | Distribution | ninety-seven 265-W Suniva solar panels | 25.7 | Solar | Residential | 1128 Silver Hills Ln | New Albany | IN | 47150 | Approved | Net Metering - Standard Contract Rider No. 57 | IN | 2013-08-30 | Connected | Photovoltaic |  | 20.855 | Southern | Single | 2013-08-06 |  | 2013-08-06 | Executed
DC | Pinellas | Scott L. Clark | 120/240 | Distribution |  | 4.7 | Solar | Residential | 291 Old Oak Cir | Palm Harbor | FL | 34683 | Pending | NM-FL Net Metering | FL | 2014-12-08 | Connected | Photovoltaic |  | 3.995 | South Coastal | Single | 2015-05-01 |  | 2015-05-01 | Executed
DC | Seminole | Scott Phillips |  | Distribution |  | 7.2 | Solar | Residential | 1118 BLACK ACRE CT N | WINTER SPRINGS | FL | 32708 | Approved | NM-FL Net Metering | FL | 2013-01-08 | Connected | Photovoltaic |  | 6.12 | North Central |  | 2014-09-10 |  |  | Executed
DC | Alexander | David Randell | 120/240 | Distribution | Qty 35 Solartec S60PC 250W Solar Panels | 8.75 | Solar | Residential | 1407 Stikeleather Rd | Hiddenite | NC | 28636 | Approved | NM-NC Net Metering | Carolinas | 2015-03-20 | Connected | Photovoltaic |  | 7.6 | Central | Single | 2014-12-15 | 2015-03-19 | 2014-12-15 | Executed
DC | Forsyth | David R. Peterson | 120/240 | Distribution | QTY: 4 Suniva OPT260 | 1.04 | Solar | Residential | 8467 Stroupe Farm Rd. | Tobaccoville | NC | 27050 | Approved | NM-NC Net Metering | Carolinas | 2014-04-25 | Connected | Photovoltaic |  | 0.86 | Northern | Single | 2014-03-18 | 2014-04-24 | 2014-03-18 | Executed
DC | SCOTLAND | Scott Cole | 120/240 |  |  | 6.19 | Solar | Residential | 11320 Loch Lomond Dr. | Laurinburg | NC | 28352 | Approved | NC CSP-Cogeneration and Small Power Producer-Sell All | PEC Carolinas | 2010-11-30 | Connected | Photovoltaic |  | 4.95 | Southern | Single | 2012-10-18 |  |  | Executed
DC | Guilford | David Parrish | 120/240 | Distribution | Qty 20 - Suniva 270W-Solar Panels | 5.4 | Solar | Residential | 5005 Peppertree Rd | Clemmons | NC | 27012 | Approved | NM-NC Net Metering | Carolinas | 2015-03-24 | Connected | Photovoltaic |  | 4.8 | Northern | Single | 2015-02-24 | 2015-03-18 | 2015-02-24 | Executed
DC | Person | Scott McEntee | 120/240 | Distribution | Qty 84 (260 Watt) REC260PE BLK Solar Panels | 21.84 | Solar | Residential | 829 McCullock Loop Rd | Hurdle Mills | NC | 27541 | Approved | NC NM-Net Metering for Renewable Energy Facilities | PEC Carolinas | 2015-06-01 | Connected | Photovoltaic |  | 20 | Northern | Single | 2015-04-10 |  | 2015-05-20 | Executed
DC | Seminole | Scott Melton |  | Distribution |  | 6.44 | Solar | Residential | 1485 MARKHAM WOODS CV | Longwood | FL | 32779 | Approved | NM-FL Net Metering | FL | 2011-05-17 | Connected | Photovoltaic |  | 5.474 | North Central |  | 2014-09-10 |  |  | Executed
DC | McLean | Scott R Sanders | 120/240 | Distribution | eight 290-W LG290N1C solar modules | 2.32 | Solar | Residential | 1113 Wylie St E | Bloomington | IN | 47401 | Approved | Net Metering - Standard Contract Rider No. 57 | IN | 2014-04-24 | Connected | Photovoltaic |  | 2 | Southern | Single | 2014-03-28 |  | 2014-03-28 | Executed
DC | Durham | David Moore | 120/240 | Distribution | Qty 16 Suniva Opt 260 W Solar Panels | 4.16 | Solar | Residential | 2709 Montgomery St. | Durham | NC | 27705 | Approved | NM-NC Net Metering | Carolinas | 2014-10-02 | Connected | Photovoltaic |  | 3.44 | Northern | Single | 2014-09-09 | 2014-09-29 | 2014-09-09 | Executed
DC | Buncombe | Scott Thad Embler | 120/240 | Distribution | QTY 20 Kyocera KC 250 GX Modules | 5 | Solar | Residential | 14 Mosers Pl | Asheville | NC | 28715 | Approved | NC NM-Net Metering for Renewable Energy Facilities | PEC Carolinas | 2014-09-11 | Connected | Photovoltaic |  | 6.5 | Northern | Single | 2014-08-04 |  | 2014-08-04 | Executed
DC | Pinellas | Scott Mcintyre |  | Distribution |  | 5 | Solar | Residential | 1058 42ND AVE NE | St Petersburg | FL | 33703 | Approved | NM-FL Net Metering | FL | 2012-07-31 | Connected | Photovoltaic |  | 4.25 | South Coastal |  | 2014-09-10 |  |  | Executed
DC | Caldwell | David M. Thomas | 120/240 | Distribution |  | 6 | Solar | Residential | 1155 Laurelwood Pl | Lenior | NC | 28645 | Approved | PP-N NC - Non-Hydroelectric Qualifying Facilities | Carolinas | 2008-05-14 | Connected | Photovoltaic | Thomas Photovoltaic Installation | 6 | Central | Single | 2011-04-07 |  | 2006-11-17 | Executed
DC | Transylvania | David M. Justice | 120/240 | Distribution | QTY: Solar World 270W | 4.32 | Solar | Residential | 90 McCrary View Dr. | Penrose | NC | 28766 | Approved | NM-NC Net Metering | Carolinas | 2013-12-20 | Connected | Photovoltaic |  | 3.44 | Southern | Single | 2013-11-27 | 2013-12-12 | 2013-11-27 | Executed
DC |  | Sean Flynn | 120/240 | Distribution | 20 LG 260W Solar Modules | 5.2 | Solar | Residential | 1695 N Prarie Green Court | Bloomington | IN | 47408 | Approved | Net Metering - Standard Contract Rider No. 57 | IN | 2012-08-24 | Connected | Photovoltaic |  | 5 | Northern | Single | 2012-08-13 |  | 2012-08-13 | Executed
DC | Wake | Sean Hall | 120/240 | Distribution | Qty 16 Sunworld 260 | 4.16 | Solar | Residential | 1400 Elberon Pl | Raleigh | NC | 27609 | Approved | NC NM-Net Metering for Renewable Energy Facilities | PEC Carolinas | 2013-12-05 | Connected | Photovoltaic |  | 3.44 | Northern | Single | 2013-10-24 |  | 2013-10-24 | Executed
DC | Alamance | David M Ward | 120/240 | Distribution | Qty 13 Suniva OPT275-60-4-1 275W Solar Panels | 3.57 | Solar | Residential | 1457 Altamahaw Union Ridge Rd | Burlington | NC | 27217 | Approved | NM-NC Net Metering | Carolinas | 2015-06-16 | Connected | Photovoltaic |  | 3.12 | Northern | Single | 2015-05-27 | 2015-06-16 | 2015-05-27 | Executed
DC | Anderson | David Robertson | 120/240 | Distribution | QTY 4 Sunmode 270 Modules | 1.08 | Solar | Residential | 103 Mountain Oak Ct | Anderson | SC | 29625 | Approved | NM-SC Net Metering | Carolinas | 2014-12-11 | Connected | Photovoltaic |  | 1 | Southern | Single | 2014-11-11 | 2014-12-03 | 2014-11-11 | Executed
DC |  | Sean O'Toole | 120/240 | Distribution | eight Sharp 235-W solar modules | 1.88 | Solar | Residential | 1028A Red Bird Rd | Loveland | OH | 45140 | Approved | Rider NM - Net Metering Rider - OH | OH/KY | 2012-08-14 | Connected | Photovoltaic |  | 1.72 | North | Single | 2012-08-08 |  | 2012-08-08 | Executed
DC |  | David Laliberte | 120/240 | Distribution | 10 LG280W LG280N1C-G3 Solar PV Modules | 2.8 | Solar | Residential | 38 Lebanon Ct | Greer | SC | 29651 | Approved | NM-SC Net Metering | Carolinas | 2015-01-22 | Connected | Photovoltaic |  | 2.156 | Southern | Single | 2014-12-04 | 2015-01-16 | 2014-12-04 | Executed
DC | Moore | Sean Ryan | 120/240 | Distribution | Qty 20 Sunmodule SW 270W Solar Panels | 5 | Solar | Residential | 379 Furr Rd | Vass | NC | 28394 | Approved | NM-NC Net Metering | PEC Carolinas | 2015-06-02 | Connected | Photovoltaic |  | 4.8 | Southern | Single | 2015-04-13 |  | 2015-04-13 | Executed
DC | Pinellas | Sebastian Bourdais |  | Distribution |  | 7.5 | Solar | Residential | 1871 BAYOU GRANDE BLVD NE | ST PETERSBURG | FL | 33703 | Approved | NM-FL Net Metering | FL | 2013-01-07 | Connected | Photovoltaic |  | 6.375 | South Coastal |  | 2014-09-10 |  |  | Executed
DC | WAKE | Scott Shackleton | 120/240 |  |  | 4.53 | Solar | Residential | 908 Oakwood Ave. | Raleigh | NC | 27601 | Approved | NC CSP-Cogeneration and Small Power Producer-Sell All | PEC Carolinas | 2010-08-17 | Connected | Photovoltaic |  | 3.62 | Northern | Single | 2012-10-18 |  |  | Executed
DC | SEMINOLE | Selectwo Machine Co |  | Distribution |  | 20.5 | Solar | Non-Residential | 1695 EE WILLAMSON ROAD | LONGWOOD | FL | 32779 | Approved | NM-FL Net Metering | FL | 2013-07-15 | Connected | Photovoltaic |  | 17.425 | North Central |  | 2014-09-10 |  |  | Executed
DC | LAKE | Seleta Wallace |  | Distribution |  | 10.28 | Solar | Residential | 7614 FRONTIER DRIVE | YALAHA | FL | 34797 | Approved | NM-FL Net Metering | FL | 2013-11-13 | Connected | Photovoltaic |  | 8.738 | South Central |  | 2014-09-10 |  |  | Executed
DC | Johnston | Selma Solar, LLC |  | Distribution |  |  | Solar | Non-Residential | 306 Watson Road | Selma | NC | 27576 | Approved | NC CSP27-Cogeneration and Small Power Producer-Sell All | PEC Carolinas | 2014-08-08 | Connected | Photovoltaic |  | 5000 | Unknown |  | 2014-10-21 |  | 2012-10-08 | Executed
DC | Franklin | Scott Will | 120/240 | Distribution |  | 7.85 | Solar | Residential | 323 Old Express Rd | Louisburg | NC | 27549 | Pending | NC NM-Net Metering for Renewable Energy Facilities | PEC Carolinas |  | Pending | Photovoltaic |  |  | Northern | Single | 2015-06-04 |  | 2015-06-04 | Open
DC | Seminole | Seminole Co School Bd (Layman High) - 2Nd Installation |  | Distribution |  | 10 | Solar | Non-Residential | 865 RONALD REAGAN BLVD S, BLDG 7 | LONGWOOD | FL | 32750 | Approved | NM-FL Net Metering | FL | 2012-03-22 | Connected | Photovoltaic |  | 8.5 | North Central |  | 2014-09-10 |  |  | Executed
DC |  | SE Oxford, LLC |  | Distribution |  |  | Solar | Non-Residential | Unknown | Oxford | NC | 0 | Approved |  | PEC Carolinas |  | Superseded | Photovoltaic |  | 3000 | Unknown |  | 2014-10-21 |  | 2012-06-22 | Superceded
DC | Randolph | Seagrove Farm, LLC |  |  |  |  | Solar | Non-Residential | 5700 Old Maple Spring Rd | Seagrove | NC | 27341 | Pending |  | PEC Carolinas |  | Pending | Photovoltaic |  | 5000 | Unknown | 3-phase | 2014-10-26 |  | 2014-09-15 | Open
DC | Randolph | Seagrove Foods Inc. |  | Distribution |  |  | Solar | Non-Residential | 798 NC HWY. 705 | Seagrove | NC | 27341 | Approved |  | PEC Carolinas |  | Pending IA | Photovoltaic |  | 500 | Unknown |  | 2014-10-21 |  | 2012-04-17 | Open
DC | Orange | Sean Devereux | 120/240 | Distribution | QTY 18 LG 260 Monox | 4.68 | Solar | Residential | 1368 Dillingham rd | Banardsville | NC | 28709 | Cancelled | NC NM-Net Metering for Renewable Energy Facilities | PEC Carolinas |  | Cancelled | Photovoltaic |  | 4 | Southern | Single | 2014-03-06 |  | 2014-03-06 | Cancelled
DC | Buncombe | Sean DiMaria |  | Distribution |  | 8.88 | Solar | Residential | 109 Willow Lake Drive | Asheville | NC | 28805 | Cancelled | NC NM-Net Metering for Renewable Energy Facilities | PEC Carolinas | 2012-12-05 | Cancelled | Photovoltaic |  | 7.1 | Western | Single | 2012-12-27 |  |  | Cancelled
DC | Seminole | Seminole Co School Bd (Winter Springs Hs) - 1St Installation |  | Distribution |  | 10 | Solar | Non-Residential | 130 TUSKAWILLA RD *BLDG A | WINTER SPRINGS | FL | 32708 | Approved | NM-FL Net Metering | FL | 2011-12-29 | Connected | Photovoltaic |  | 8.5 | North Central |  | 2014-09-10 |  |  | Executed
DC | Cleveland | David L. Roberts | 120/240 | Distribution | Twenty-Four (240 Watt) Solar World SW-240 | 5.76 | Solar | Residential | 1717 Barbee Rd | Shelby | NC | 28150 | Approved | NM-NC Net Metering | Carolinas | 2012-04-24 | Connected | Photovoltaic |  | 5.16 | Central | Single | 2012-03-29 |  | 2012-03-29 | Executed
DC | Mecklenburg | David K. Weeks | 120/240 | Distribution |  | 1.12 | Solar | Residential | 1214 Myrtle Ave | Charlotte | NC | 28203 | Approved | SCG-NC Small Customer Generator Rider | Carolinas | 2008-10-23 | Connected | Photovoltaic |  | 1.12 | Central | Single | 2011-04-07 |  | 2008-01-11 | Executed
DC | Franklin | Segiu Podbereschi | 120/240 | Distribution |  | 2.87 | Solar | Residential | 145 Siltstone Drive | Franklinton | NC | 27525 | Approved | NC NM-Net Metering for Renewable Energy Facilities | PEC Carolinas | 2011-11-17 | Connected | Photovoltaic |  | 2.3 | Northern | Single | 2012-10-18 |  |  | Executed
DC | Clinton | Seth Davis | 120/240 | Distribution | twenty 200-W Sun SV-T-200 solar panels | 4 | Solar | Residential | 14121 125 E S | Clinton | IN | 47842 | Approved | Net Metering - Standard Contract Rider No. 57 | IN | 2013-08-06 | Connected | Photovoltaic |  | 4.05 | Northern | Single | 2013-07-24 |  | 2013-07-24 | Executed
DC | Stokes | David J. Boyer | 120/240 | Distribution |  | 3.6 | Solar | Residential | 2940 Doug Stanley Rd | Sandy Ridge | NC | 27046 | Approved | PP-N NC - Non-Hydroelectric Qualifying Facilities | Carolinas | 2010-07-13 | Connected | Photovoltaic | Boyer PV Installation | 3.6 | Northern | Single | 2011-04-07 |  | 2010-06-02 | Executed
DC | Chatham | Shakori Hills Community Arts Center | 120/240 | Distribution | 8 Sanyo 224UIF Solar Modules | 1.79 | Solar | Non-Residential | 1439 Henderson Tanyard Rd | Pittsboro | NC | 27312 | Approved | NC NM-Net Metering for Renewable Energy Facilities | PEC Carolinas | 2014-09-03 | Connected | Photovoltaic |  | 1.43 | Northern | Single | 2012-12-07 |  | 2012-12-07 | Executed
DC | Wake | Shaler Stidham Jr. | 120/240 | Distribution | Qty 8 (265 Watt) Solarworld Sunmodule SW 265 | 2.12 | Solar | Residential | 10428 Whitestone Rd | Raleigh | NC | 27615 | Approved | NC NM-Net Metering for Renewable Energy Facilities | PEC Carolinas | 2015-01-12 | Connected | Photovoltaic |  | 1.63 | Northern | Single | 2014-11-13 |  | 2014-11-13 | Executed
DC | KENTON | SECO ELECTRIC | 120/240 |  | ten 205-W solar panels | 2.05 | Solar | Non-Residential | 350 PIKE ST | COVINGTON | KY | 41011 | Approved | Rider NM - Net Metering Rider - KY | OH/KY | 2010-11-18 | Connected | Photovoltaic |  | 2 | North | Single |  |  |  | Executed
DC | Moore | Sedberry Farm, LLC |  | Distribution |  |  | Solar | Non-Residential | Unknown | Carthage | NC | 28327 | Approved |  | PEC Carolinas |  | Pending | Photovoltaic |  | 5000 | Unknown |  | 2014-10-21 |  | 2014-06-06 | Open
DC | CUMBERLAND | SEGY LLC | 120/240 |  |  | 4.88 | Solar | Non-Residential | 201 Stonebriar Circle | Spring Lake | NC | 28390 | Approved | NC CSP-Cogeneration and Small Power Producer-Sell All | PEC Carolinas | 2010-12-23 | Connected | Photovoltaic |  | 3.9 | Eastern | Single | 2012-10-18 |  |  | Executed
DC | Orange | Shamir Pasha | 120/240 | Distribution | Qty 35 Solar World 285W Solar Panels | 10 | Solar | Residential | 4941 Legacy Oaks Dr | Edgewood | FL | 32839 | Approved | NM-FL Net Metering | FL | 2015-05-07 | Connected | Photovoltaic |  | 8.479 | South Central | Single | 2015-04-13 |  | 2015-04-13 | Executed
DC | Seminole | Shamus Holt |  | Distribution |  | 9.84 | Solar | Residential | 23 STONE GATE S | Longwood | FL | 32779 | Approved | NM-FL Net Metering | FL | 2012-08-16 | Connected | Photovoltaic |  | 8.364 | North Central |  | 2014-09-10 |  |  | Executed
DC | Orange | Shana Spooner | 120/240 | Distribution | Qty 40 AS-6P30-250w solar panels | 10 | Solar | Residential | 5303 Heritage Pass Cir | Mount Dora | FL | 32757 | Approved | NM-FL Net Metering | FL | 2015-03-05 | Connected | Photovoltaic |  | 8.5 | North Central | Single | 2015-03-03 |  | 2015-03-03 | Executed
DC | Forsyth | David J Anderson | 120/240 | Distribution | Qty 28 Suniva 270W Solar Panels | 7.56 | Solar | Residential | 2160 Royall Dr | Winston Salem | NC | 27106 | Approved | NM-NC Net Metering | Carolinas | 2015-05-26 | Connected | Photovoltaic |  | 7 | Northern | Single | 2015-05-01 | 2015-05-07 | 2015-05-01 | Executed
DC | Pinellas | Shane Rodrigues |  | Distribution |  | 2.55 | Solar | Residential | 3100 BISHOP DR | SAFETY HARBOR | FL | 34695 | Approved | NM-FL Net Metering | FL | 2014-01-03 | Connected | Photovoltaic |  | 2.168 | South Coastal |  | 2014-09-10 |  |  | Executed
DC | Caswell | Semora Solar, LLC |  | Distribution | Canadian Solar, CSP6P, 250W | 25 | Solar | Non-Residential | Unknown | Semora | NC | 0 | Cancelled |  | PEC Carolinas |  | Cancelled | Photovoltaic |  | 4975 | Unknown |  | 2014-10-21 |  | 2013-03-15 | Cancelled
DC | Orange | Shankar Patel | 120/240 | Distribution |  | 7.85 | Solar | Residential | 9645 Westover Club Cir | Windermere | FL | 34786 | Approved | NM-FL Net Metering | FL | 2014-11-13 | Connected | Photovoltaic |  | 6.67 | South Central | Single | 2014-09-28 |  | 2014-09-28 | Executed
DC | Robeson | SunE Shankle Lessee, LLC |  | Distribution |  |  | Solar | Non-Residential | 828 Shankle Road | Shannon | NC | 28386 | Approved |  | PEC Carolinas | 2015-01-21 | Connected | Photovoltaic |  | 5000 | Unknown |  | 2014-10-21 |  | 2012-10-18 | Executed
DC | Rowan | David Harmon Esquivel | 120/240 | Distribution | 20 (250 Watt) Sunmodule Solar Panels | 5 | Solar | Residential | 255 White Pines Ln | China Grove | NC | 28023 | Approved | NM-NC Net Metering | Carolinas | 2013-03-06 | Connected | Photovoltaic |  | 4.3 | Central | Single | 2012-03-28 | 2013-03-05 | 2012-03-28 | Executed
DC | Mecklenburg | Seth Bernanke and Ellen Goldberg | 120/240 | Distribution | Qty 29 Canadian CS6P 255W Solar Panels | 7.4 | Solar | Residential | 7730 Compton Ct | Charlotte | NC | 28270 | Pending | NM-NC Net Metering | Carolinas |  | Pending | Photovoltaic |  | 7 | Central | Single | 2015-05-26 | 2015-06-10 | 2015-05-26 | Open
DC | Robeson | Shannon Farm, LLC |  | Distribution |  | 6240 | Solar | Non-Residential | 15130 NC Highway 71 N | Shannon | NC | 28386 | Approved | NC CSP27-Cogeneration and Small Power Producer-Sell All | PEC Carolinas | 2012-09-11 | Connected | Photovoltaic |  | 4975 | Unknown |  | 2014-10-21 |  | 2011-08-18 | Executed
DC | Clinton | Seth Davis | 120/240 | Distribution | eight 260-W Q.Pro BFR-G3 solar panels | 2.08 | Solar | Residential | 14121 125 E S | Clinton | IN | 47842 | Approved | Net Metering - Standard Contract Rider No. 57 | IN |  | Pending Meter Set | Photovoltaic |  | 6.08 | Northern | Single | 2015-02-27 |  | 2015-02-27 | Open
DC | SEMINOLE | Shantel Aldinc |  | Distribution |  | 10 | Solar | Residential | 514 MOCKINGBIRD LN | Altamonte Springs | FL | 32714 | Approved | NM-FL Net Metering | FL | 2014-03-20 | Connected | Photovoltaic |  | 8.5 | North Central |  | 2014-09-10 |  |  | Executed
DC | HAMILTON | SEVEN HILLS SCHOOLS - NM | 3 phase |  | three hundred 230-W SunPower E18/230 solar modules | 69 | Solar | Non-Residential | 5400 RED BANK RD | CINCINNATI | OH | 45227 | Approved | Rider NM - Net Metering Rider - OH | OH/KY | 2010-08-20 | Connected | Photovoltaic |  | 63 | Central | 208Y/120 |  |  |  | Executed
DC | Rutherford | Shadow Solar, LLC |  | Distribution | Qty 13068 (285 Watt) Trina TSM-285 PA14 | 3724.4 | Solar | Non-Residential | 554 Island Ford Rd | Forest City | NC | 28043 | Pending | PP-N NC - Non-Hydroelectric Qualifying Facilities | Carolinas |  | Pending IA | Photovoltaic |  | 3000 | Southern | 3-phase | 2013-01-11 |  | 2013-01-11 | Open
DC | Rutherford | Shakespeare Solar, LLc |  | Distribution | Qty 21,356 (305 Watt) Trina TSM-305PD14 | 6513.58 | Solar | Non-Residential | 235 Shakespeare Drive | Forest City | NC | 28043 | Pending | PP-N NC - Non-Hydroelectric Qualifying Facilities | Carolinas |  | Pending | Photovoltaic |  | 4998 | Southern | 3-phase | 2015-03-16 |  | 2015-03-16 | Open
DC | Guilford | David H. Newman | 120/240 | Distribution |  | 6.02 | Solar | Residential | 3903 Hazel Ln | Greensboro | NC | 27408 | Approved | PP-N NC - Non-Hydroelectric Qualifying Facilities | Carolinas | 2009-09-04 | Connected | Photovoltaic | Newman PV Installation | 6.02 | Northern | Single | 2011-04-07 |  | 2009-08-04 | Executed
DC | WAKE | Shaler Stidham Jr. | 120/240 |  |  | 3.25 | Solar | Residential | 10428 Whitestone Rd | Raleigh | NC | 27615 | Approved | NC CSP-Cogeneration and Small Power Producer-Sell All | PEC Carolinas | 2011-04-29 | Connected | Photovoltaic |  | 2.6 | Northern | Single | 2012-10-18 |  |  | Executed
DC | Clermont | Sharon Abrams | 120/240 | Distribution | fifty-two Suniva 260-W solar panels | 13.52 | Solar | Residential | 2321 Green Meadows Drive | Batavia | OH | 45103 | Approved | Rider NM - Net Metering Rider - OH | OH/KY | 2013-06-12 | Connected | Photovoltaic |  | 11.18 | East | Single | 2013-05-17 |  | 2013-05-17 | Executed
DC | Bartholomew | Sharon Beach | 120/240 | Distribution | Seventeen Sanyo HIT 220 Solar Panels | 3.74 | Solar | Residential | 728 Franklin St | Columbus | IN | 47201 | Approved | Net Metering - Standard Contract Rider No. 57 | IN | 2012-03-30 | Connected | Photovoltaic |  | 3.57 | Southern | Single | 2012-02-10 |  | 2012-02-10 | Executed
DC | Buncombe | Sharon Fahrer | 120/240 | Distribution | QTY 9 Sunmodule 270 Modules | 2.43 | Solar | Residential | 333 Montford Ave | Asheville | NC | 28801 | Approved | NC NM-Net Metering for Renewable Energy Facilities | PEC Carolinas | 2014-06-13 | Connected | Photovoltaic |  | 2.43 | Western | Single | 2014-05-08 |  | 2014-05-08 | Executed
DC | Pinellas | Sharon Clifford |  | Distribution |  | 10.34 | Solar | Residential | 825 79TH ST S | ST. PETERSBURG | FL | 33707 | Approved | NM-FL Net Metering | FL | 2014-04-03 | Connected | Photovoltaic |  | 8.785 | South Coastal |  | 2014-09-10 |  |  | Executed
DC | Guilford | David H Cox | 120/240 | Distribution | Qty 20 Suniva OPt 260 Soalr Panels | 5.2 | Solar | Residential | 209 E Hendrix St | Greensboro | NC | 27401 | Approved | NM-NC Net Metering | Carolinas | 2014-11-03 | Connected | Photovoltaic |  | 5 | Northern | Single | 2014-09-09 | 2014-10-31 | 2014-09-09 | Executed
DC | Orange | Shane Rockriver |  |  |  | 6.3 | Solar | Residential | 796 Old Lambsville Rd | Chapel Hill | NC | 27516 | Approved | NC NM-Net Metering for Renewable Energy Facilities | PEC Carolinas | 2007-05-02 | Connected | Photovoltaic |  | 5 | Northern |  | 2012-10-18 |  |  | Executed
DC | Volusia | Sharon Christian |  | Distribution |  | 5.06 | Solar | Residential | 3460 TRAIL IN THE PNES | Deland | FL | 32724 | Approved | NM-FL Net Metering | FL | 2010-06-18 | Connected | Photovoltaic |  | 4.301 | North Central |  | 2014-09-10 |  |  | Executed
DC |  | Sharon Harman | 120/240 | Distribution | eighteen 240-W SunPower SPR-240E-WHT-U solar panels | 4.32 | Solar | Residential | 214 Hawtree Rd | Felicity | OH | 45120 | Approved | Rider NM - Net Metering Rider - OH | OH/KY | 2012-12-21 | Connected | Photovoltaic |  | 4.05 | East | Single | 2012-12-10 |  | 2012-12-10 | Executed
DC | Monroe | Sharon J Yarber | 120/240 | Distribution | (16) 280W LG MonoX Solar Panels | 4.48 | Solar | Residential | 2310 Fritz Dr N | Bloomington | IN | 47408 | Approved | Net Metering - Standard Contract Rider No. 57 | IN | 2015-02-19 | Connected | Photovoltaic |  | 4 | Southern | Single | 2015-01-22 |  | 2015-01-22 | Executed
DC | Pinellas | Sharon K Lindert | 120/240 | Distribution | Solar World 275 | 8.53 | Solar | Residential | 201 28th Ave N | St. Petersburg | FL | 33704 | Approved | NM-FL Net Metering | FL | 2014-09-29 | Connected | Photovoltaic |  | 7.24 | South Coastal | Single |  |  |  | Executed
DC | Pinellas | Sharon Kelember | 120/240 | Distribution | Qty 4 Pro-G3/250Watts, Solar Panels | 1 | Solar | Residential | 4401 44th St S | St Petersburg | FL | 33711 | Approved | NM-FL Net Metering | FL | 2015-05-22 | Connected | Photovoltaic |  | 0.85 | South Coastal | Single | 2015-05-08 |  | 2015-05-08 | Executed
DC | Orange | Shannon Hoagland | 120/240 | Distribution | Qty 21 SW 315watts, solar panels | 6.62 | Solar | Residential | 10412 Sparkle Ct | Orlando | FL | 32836 | Approved | NM-FL Net Metering | FL |  | Pending Meter Set | Photovoltaic |  | 5.62 | South Central | Single | 2015-06-15 |  | 2015-06-15 | Open
DC | Polk | Sharon L Costanzo | 120/240 | Distribution | Solar World | 3 | Solar | Residential | 312 LAKE SUZANNE DR | Lake Wales | FL | 33859 | Approved | NM-FL Net Metering | FL | 2015-01-02 | Connected | Photovoltaic |  | 2.55 | South Central | Single | 2014-12-26 |  | 2014-12-26 | Executed
DC | Cabarrus | Sharon & Danny Yearty | 120/240 | Distribution | Qty 6 (270 Watt) Suniva 250W Solar Panels | 1.62 | Solar | Residential | 5959 Rocky River Rd | Concord | NC | 28025 | Pending | NM-NC Net Metering | Carolinas |  | Pending | Photovoltaic |  | 1.62 | Central | Single | 2015-02-13 |  | 2015-02-13 | Open
DC | Mecklenburg | David Filippini | 120/240 | Distribution | QTY: 18 REC 250W | 4.5 | Solar | Residential | 2306 Woodward Ave | Charlotte | NC | 28206 | Approved | NM-NC Net Metering | Carolinas | 2014-02-12 | Connected | Photovoltaic |  | 4.5 | Central | Single | 2013-12-17 | 2014-02-07 | 2013-12-17 | Executed
DC | Buncombe | Sharon R McMahan | 120/240 | Distribution | Qty 36: 275W Sunmodule Plus SW mono solar panels | 9.9 | Solar | Residential | 330 Avena Rd | Asheville | NC | 28711 | Approved | NC NM-Net Metering for Renewable Energy Facilities | PEC Carolinas | 2015-05-18 | Connected | Photovoltaic |  | 8.64 | Western | Single | 2015-02-27 |  | 2015-02-27 | Executed
DC | Transylvania | David E. Shi | 120/240 | Distribution |  | 5.16 | Solar | Residential | 159 Red Maple Ln | Pisgah Forest | NC | 28768 | Approved | NM-NC Net Metering | Carolinas | 2013-10-30 | Connected | Photovoltaic |  | 5 | Southern | Single | 2013-07-18 | 2013-10-24 | 2013-07-18 | Executed
DC | Lake | Shauna Ushko |  | Distribution |  | 5.17 | Solar | Residential | 449 LAKE ST | UMATILLA | FL | 32784 | Approved | NM-FL Net Metering | FL | 2011-07-15 | Connected | Photovoltaic |  | 4.395 | North Central |  | 2014-09-10 |  |  | Executed
DC | Iredell | David E. Reed | 120/240 | Distribution | Qty 14 (Sunpower SPR-327NE-WHT-D) 327 Watt | 4.58 | Solar | Residential | 166 Charis Ln | Statesville | NC | 28677 | Approved | NM-NC Net Metering | Carolinas | 2012-10-29 | Connected | Photovoltaic |  | 4.578 | Central | Single | 2012-09-13 | 2012-10-25 | 2012-09-13 | Executed
DC | Durham | David E. Guinnup | 120/240 | Distribution |  | 4.6 | Solar | Residential | 5217 Revere Rd | Durham | NC | 27713 | Approved | PP-N NC - Non-Hydroelectric Qualifying Facilities | Carolinas | 2010-12-17 | Connected | Photovoltaic | Guinnup PV Installation | 4 | Northern | Single | 2011-04-07 |  | 2010-11-22 | Executed
DC | ORANGE | Shawn Cartier |  | Distribution |  | 6.9 | Solar | Residential | 8666 DANFORTH DR | WINDERMERE | FL | 34786 | Approved | NM-FL Net Metering | FL | 2014-07-01 | Connected | Photovoltaic |  | 5.865 | South Central |  | 2014-09-10 |  |  | Executed
DC | Jefferson | Sharon Hall | 120/240 | Distribution | Qty 5 CSP250 solar panels | 1.25 | Solar | Residential | 69 Tall Timbers Dr | Crawfordville | FL | 32337 | Pending | NM-FL Net Metering | FL |  | Pending | Photovoltaic |  | 1.06 | North Coastal | Single | 2015-03-18 |  | 2015-03-18 | Open
DC |  | Shawn Walls | 120/240 | Distribution | Ten Sharp 240-W and two Sunmodule 255-W solar modules | 2.91 | Solar | Residential | 6827 Hidden Ridge Dr | West Chester | OH | 45069 | Approved | Rider NM - Net Metering Rider - OH | OH/KY | 2012-09-21 | Connected | Photovoltaic |  | 4.73 | North | Single | 2012-08-27 |  | 2012-08-27 | Executed
DC | Pinellas | Sheila Clarendon | 120/240 | Distribution | Renesola | 1 | Solar | Residential | 19349 WEYMOUTH DR | Land O Lakes | FL | 34638 | Approved | NM-FL Net Metering | FL | 2014-11-13 | Connected | Photovoltaic |  | 0.85 | South Coastal | Single | 2014-11-13 |  | 2014-11-13 | Executed
DC | Buncombe | Sheila O'Brien | 120/240 | Distribution | qty: 18 Sharp 250w D215 | 4.5 | Solar | Residential | 71 Laughing Crow Rd | Alexander | NC | 28701 | Approved | NC NM-Net Metering for Renewable Energy Facilities | PEC Carolinas | 2014-01-08 | Connected | Photovoltaic |  | 3.87 | Western | Single | 2013-10-10 |  | 2013-10-10 | Executed
DC | Anderson | David E Ellison | 120/240 | Distribution | Qty 24: 280 Mono Solar Panels | 6.72 | Solar | Residential | 200 Cantrell Rd | Pendleton | SC | 29670 | Approved | NM-SC Net Metering | Carolinas | 2015-03-03 | Connected | Photovoltaic |  | 6 | Southern | Single | 2015-01-20 | 2015-03-03 | 2015-01-20 | Executed
DC | Stokes | David Cox | 120/240 | Distribution |  | 1.44 | Solar | Residential | 8538 NC Highway 89 W | Westfield | NC | 27053 | Approved | NM-NC Net Metering | Carolinas | 2011-11-15 | Connected | Photovoltaic |  | 1.44 | Northern | Single | 2011-10-13 |  | 2011-10-13 | Executed
DC | Burke | David C Thompson | 120/240 | Distribution | QTY 20 Sunmodule 255W | 5.1 | Solar | Residential | 111 Springwood Dr NE | Valdese | NC | 28690 | Approved | NM-NC Net Metering | Carolinas | 2014-10-08 | Connected | Photovoltaic |  | 6.623 | Central | Single | 2014-05-15 | 2014-10-07 | 2014-05-15 | Executed
DC |  | Sharon Pointer Harris | 120/240 | Distribution | Qty 24 OPT275 Solar Panels | 6.6 | Solar | Residential | 137 Wyatt Loop | Reidsville | NC | 27320 | Pending | NM-NC Net Metering | Carolinas |  | Pending | Photovoltaic |  | 5.76 | Northern | Single | 2015-06-16 |  | 2015-06-16 | Open
DC | Orange | Shelley Dickinson | 120/240 | Distribution | 14.3 KW Solar PV | 14.3 | Solar | Residential | 7951 Sully Dr | Orlando | FL | 32818 | Approved | NM-FL Net Metering | FL | 2014-10-01 | Connected | Photovoltaic |  | 12.155 | South Central | Single | 2014-09-23 |  | 2014-09-23 | Executed
DC | Seminole | Shelley Lyon | 120/240 | Distribution | Qty 20 SW285w solar panels | 5.7 | Solar | Residential | 3522 Greatbear Ct | Orlando | FL | 32810 | Approved | NM-FL Net Metering | FL | 2015-03-13 | Connected | Photovoltaic |  | 4.845 | North Central | Single | 2015-03-11 |  | 2015-03-11 | Executed
DC | Polk | Shellie Blum |  | Distribution |  | 6.56 | Solar | Residential | 201 C F KINNEY RD | Lake Wales | FL | 33853 | Approved | NM-FL Net Metering | FL | 2009-06-18 | Connected | Photovoltaic |  | 5.576 | South Central |  | 2014-09-10 |  |  | Executed
DC | WARREN | SHAWN ANDERSON - NM | single |  | one hundred thirty-two 175-W Suntech Black Label STP175S-24/Ab-1 panels | 23.1 | Solar | Non-Residential | 3766 MASON MORROW MILGRV RD E | MORROW | OH | 45152 | Approved | Rider NM - Net Metering Rider - OH | OH/KY | 2010-09-01 | Connected | Photovoltaic |  | 21 | North | 120/240 |  |  |  | Executed
DC | Wake | Shawn Fitzpatrick |  |  |  | 2.5 | Solar | Residential | 607 Glascock St | Raleigh | NC | 27604 | Approved | NC CSP-Cogeneration and Small Power Producer-Sell All | PEC Carolinas | 2006-03-08 | Connected | Photovoltaic |  | 2 | Northern |  | 2012-10-18 |  |  | Executed
DC | Guilford | David C Clark Jr | 120/240 | Distribution | 2 strings of 12 and 2 strings of 10 (44 total) 250W Solartec solar panels | 11 | Solar | Residential | 535 Woodland Dr | Greensboro | NC | 27408 | Approved | NM-NC Net Metering | Carolinas | 2014-12-05 | Connected | Photovoltaic |  | 9 | Northern | Single | 2014-09-15 | 2014-11-26 | 2014-09-15 | Executed
DC | Buncombe | Sheri Gilbert | 120/240 | Distribution | qty 20 Kyocera KD245GX - LFB | 4.9 | Solar | Residential | 120 Estes Ct | Asheville | NC | 28806 | Approved | NC NM-Net Metering for Renewable Energy Facilities | PEC Carolinas | 2013-08-29 | Connected | Photovoltaic |  | 4.9 | Western | Single | 2013-05-17 |  | 2013-05-17 | Executed
DC | Orange | Sherona Nandram | 120/240 | Distribution | Qty 4 Q Pro-G3/250watts, Solar Panels | 1 | Solar | Residential | 8310 Cascade Oaks Dr | Orlando | FL | 32822 | Approved | NM-FL Net Metering | FL | 2015-06-12 | Connected | Photovoltaic |  | 0.85 | South Central | Single | 2015-06-01 |  | 2015-06-01 | Executed
DC |  | Shawn Walls | 120/240 | Distribution | Ten 240 Watt Sharp Solar Panels | 2.4 | Solar | Residential | 6827 Hidden Ridge Dr | West Chester | OH | 45069 | Approved | Rider NM - Net Metering Rider - OH | OH/KY | 2011-08-16 | Superseded | Photovoltaic |  | 2.15 | South | Single | 2011-08-10 |  | 2011-08-10 | Superceded
DC | Pasco | Sherri Grunden |  | Distribution |  | 6.37 | Solar | Residential | 6131 BAYSIDE DR | NEW PORT RICHEY | FL | 34652 | Approved | NM-FL Net Metering | FL | 2012-09-12 | Connected | Photovoltaic |  | 5.415 | South Coastal |  | 2014-09-10 |  |  | Executed
DC | Volusia | Sherrie Slaboda |  | Distribution |  | 9.98 | Solar | Residential | 50 BASS LAKE DR | DEBARY | FL | 32713 | Approved | NM-FL Net Metering | FL | 2012-09-17 | Connected | Photovoltaic |  | 8.483 | North Central |  | 2014-09-10 |  |  | Executed
DC | Hamilton | Sherry and Kyle Dearth | 120/240 | Distribution | 28 (205 Watt) Evergreen Solar ES-E-205 | 5.74 | Solar | Residential | 7501 Ginger Lane | Cincinnati | OH | 45244 | Approved | Rider NM - Net Metering Rider - OH | OH/KY | 2012-04-12 | Connected | Photovoltaic |  | 5.74 | South | Single | 2012-03-30 |  | 2012-03-30 | Executed
DC | Jackson | Sheila Padgett | 120/240 | Distribution | Qty 18 Sunpower 345W Solar Panels | 6.21 | Solar | Residential | 1163 Upper East Fork Rd | Sylva | NC | 28779 | Pending | NM-NC Net Metering | Carolinas |  | Pending | Photovoltaic |  | 6 | Central | Single | 2015-06-09 |  | 2015-06-09 | Open
DC | Orange | David Birkhead | 120/240 | Distribution | 12 GE 173W Solar Panels | 2.08 | Solar | Residential | 1009 Starfield Circle | Hillsborough | NC | 27278 | Approved | NM-NC Net Metering | Carolinas | 2013-02-12 | Connected | Photovoltaic |  | 3.6 | Northern | Single | 2013-01-15 | 2013-02-12 | 2013-01-15 | Executed
DC | Greenville | David Barnes Craig | 120/240 | Distribution | QTY: 24 SunPower E20-327 | 7.84 | Solar | Residential | 510 Altamond Rd. | Greenville | SC | 29609 | Approved | SC NM-Net Metering for Renewable Energy Facilities | Carolinas | 2013-12-18 | Connected | Photovoltaic |  | 7 | Southern | Single | 2013-10-29 | 2013-12-12 | 2013-10-29 | Executed
DC | Orange | Sheryl Johnson |  | Distribution |  | 5.28 | Solar | Residential | 8259 GOLDEN CHICKASAW CIR | ORLANDO | FL | 32825 | Approved | NM-FL Net Metering | FL | 2012-04-10 | Connected | Photovoltaic |  | 4.488 | South Central |  | 2014-09-10 |  |  | Executed
DC | Volusia | Shirin Rawji | 120/240 | Distribution | Qty 40 (250 Watt) Suntech STP250 | 10 | Solar | Residential | 2441 Sleepy Oak Ln | Deland | FL | 32720 | Approved | NM-FL Net Metering | FL | 2015-06-01 | Connected | Photovoltaic |  | 13.6 | North Central | Single | 2015-04-02 |  | 2015-04-02 | Executed
DC | Marion | Shirley Altman |  | Distribution |  | 5.04 | Solar | Residential | 8518 SW 86TH TER | Ocala | FL | 34481 | Approved | NM-FL Net Metering | FL | 2010-11-09 | Connected | Photovoltaic |  | 4.284 | North Coastal |  | 2014-09-10 |  |  | Executed
DC | Greenville | David Barksdale | 120/240 | Distribution | QTY 12 Mage 250 Solar Modules | 3 | Solar | Residential | 15 Bluff Ridge Ct | Greenville | SC | 29617 | Approved | NM-SC Net Metering | Carolinas | 2014-05-16 | Connected | Photovoltaic |  | 2.856 | Southern | Single | 2014-01-29 | 2014-05-14 | 2014-01-29 | Executed
DC | Durham | David Auerbach | 120/240 | Distribution | QTY 17 REC 250 Peak Energy BLK Series | 4.25 | Solar | Residential | 1414 Norton st | Durham | NC | 27701 | Approved | NM-NC Net Metering | Carolinas | 2014-05-28 | Connected | Photovoltaic |  | 4 | Northern | Single | 2014-04-30 | 2014-05-23 | 2014-04-30 | Executed
DC | Monroe | Shelly Caplinger Cherry | 120/240 | Distribution | Qty 71 (255 Watt) REC255-PE (BLK) Solar Panels | 18.11 | Solar | Residential | 3532 3rd St E | Bloomington | IN | 47401 | Approved | Net Metering - Standard Contract Rider No. 57 | IN |  | Pending Meter Set | Photovoltaic |  | 16 | Southern | Single | 2015-05-28 |  | 2015-05-28 | Open
DC | Hoke | Shelter Solar LLC |  | Distribution | Qty 22,344 JA Solar JAP6 72-310/3BB | 6926.64 | Solar | Non-Residential | 2597 Turnpike Rd | Raeford | NC | 28376 | Pending |  | PEC Carolinas |  | Pending | Photovoltaic |  | 4500 | Unknown | 3-phase | 2015-01-07 |  | 2015-01-07 | Open
AC |  | Shenandoah School Corp |  |  | 900 kW PowerWind 56 wind turbine | 900 | Wind | Non-Residential | 5100 N. Raider Rd | Middletown | IN | 47356 | Pending | Net Metering - Standard Contract Rider No. 57 | IN |  | Pending | Turbine |  | 900 | Northern |  | 2013-05-16 |  | 2013-05-16 | Open
DC | BUTLER | SHEPHERD COLOR CO - NM | 3 phase |  | two hundred ten 235-W Sharp NU-U235F1 solar panels | 49.35 | Solar | Non-Residential | 4335 DUES DR | CINCINNATI | OH | 45246 | Approved | Rider NM - Net Metering Rider - OH | OH/KY | 2010-03-31 | Connected | Photovoltaic |  | 45 | South | 480Y/277 |  |  |  | Executed
DC | Warren | Shirley J White | 120/240 | Distribution | forty-eight 270-W SolarWorld Sunmodule Plus SW270 solar panels | 12.96 | Solar | Residential | 6277 Elk Creek Rd | Middletown | OH | 45042 | Approved | Rider NM - Net Metering Rider - OH | OH/KY | 2014-11-24 | Connected | Photovoltaic |  | 12 | South | Single | 2014-11-11 |  | 2014-11-11 | Executed
DC | Gaston | David Anthes | 120/240 | Distribution | 12 LG 250W solar panels | 3.6 | Solar | Residential | 315 Woodys LN | Stanley | NC | 28164 | Approved | NM-NC Net Metering | Carolinas | 2013-01-21 | Connected | Photovoltaic |  | 3 | Central | Single | 2012-11-01 | 2013-01-02 | 2012-11-01 | Executed
DC | Pinellas | Shirley M Bernard | 120/240 | Distribution | Renesola | 1 | Solar | Residential | 508 61ST AVE S | St. Petersburg | FL | 33705 | Approved | NM-FL Net Metering | FL | 2014-10-28 | Connected | Photovoltaic |  | 0.85 | South Coastal | Single | 2014-10-22 |  | 2014-10-22 | Executed
DC | Lake | Shirley Skeet |  | Distribution |  | 7.92 | Solar | Residential | 100 SALT MARSH LN | Groveland | FL | 34736 | Approved | NM-FL Net Metering | FL | 2012-11-26 | Connected | Photovoltaic |  | 6.732 | South Central |  | 2014-09-10 |  |  | Executed
DC | Warren | Sherri Payne | 120/240 | Distribution | forty-two 260-W Canadian Solar CS6P-260P solar panels | 10.92 | Solar | Residential | 4058 Belle Terrace Ln | Lebanon | OH | 45036 | Approved | Rider NM - Net Metering Rider - OH | OH/KY |  | Pending Meter Set | Photovoltaic |  | 10 | South | Single | 2015-04-17 |  | 2015-04-17 | Open
DC | Volusia | Sherrie Slaboda |  | Distribution |  | 5.06 | Solar | Residential | 50 BASS LAKE DR | DEBARY | FL | 32713 | Approved | NM-FL Net Metering | FL | 2010-02-04 | Superseded | Photovoltaic |  | 4.301 | North Central |  | 2014-09-10 |  |  | Superceded
DC | Volusia | Sherrie Slaboda |  | Distribution |  | 7.82 | Solar | Residential | 50 BASS LAKE DR | DEBARY | FL | 32713 | Approved | NM-FL Net Metering | FL | 2011-02-12 | Superseded | Photovoltaic |  | 6.647 | North Central |  | 2014-09-10 |  |  | Superceded
DC | Henderson | David Andrews | 120/240 | Distribution |  | 4.94 | Solar | Residential | 34 Bradford Hill Road | Mills River | NC | 28759 | Approved | NM-NC Net Metering | Carolinas | 2011-08-04 | Connected | Photovoltaic |  | 4.94 | Southern | Single | 2011-06-30 |  | 2011-06-30 | Executed
DC | Catawba | David A Wright | 120/240 | Distribution | 12 suniva 260w pannels | 3.12 | Solar | Residential | 1837 Smyma Lane | Catawba | NC | 28609 | Approved | NM-NC Net Metering | Carolinas | 2013-05-20 | Connected | Photovoltaic |  | 2.58 | Central | Single | 2013-04-16 | 2013-05-10 | 2013-04-16 | Executed
DC | MARION | Sidney Colen & Assoc |  | Distribution |  | 84.25 | Solar | Non-Residential | 9030 SW 99TH STREET RD, HEALTH & FITNESS | OCALA | FL | 34481 | Approved | NM-FL Net Metering | FL | 2014-04-07 | Connected | Photovoltaic |  | 71.614 | North Coastal |  | 2014-09-10 |  |  | Executed
DC | Buncombe | Sherry E Taylor | 120/240 | Distribution | 12 270W Hyundai Solar Panels | 3.24 | Solar | Residential | 1041 Brush Creek CIR | Fairview | NC | 28730 | Pending | NC NM-Net Metering for Renewable Energy Facilities | PEC Carolinas |  | Pending | Photovoltaic |  | 2.49 | Western | Single | 2015-01-02 |  | 2015-01-02 | Open
DC | BUTLER | SHERRY G. SLAUGHTER | single |  | thirty 275-W ET solar panels | 8.25 | Solar | Residential | 6650 MICHAEL RD | MIDDLETOWN | OH | 45042 | Approved | Rider NM - Net Metering Rider - OH | OH/KY | 2010-09-01 | Connected | Photovoltaic |  | 8 | South | 120/240 |  |  |  | Executed
DC | Marion | Sidney Colen & Assoc Ltd |  | Distribution |  | 56.43 | Solar | Non-Residential | 8720 SW 81ST LOOP, CANDLER GOLF MAINT | OCALA | FL | 34476 | Approved | NM-FL Net Metering | FL | 2011-08-22 | Connected | Photovoltaic |  | 47.966 | North Coastal |  | 2014-09-10 |  |  | Executed
DC | Orange | Shiho Yamashita | 120/240 | Distribution | Qty 35 Trina UD-15-0106A 245W Solar Panels | 8.58 | Solar | Residential | 5332 Dorrington Ln | Orlando | FL | 32821 | Approved | NM-FL Net Metering | FL |  | Pending Meter Set | Photovoltaic |  | 7.289 | South Central | Single | 2015-06-12 |  | 2015-06-12 | Open
DC | Rutherford | Shine Solar I, LLC |  | Distribution | Qty 22800 Yingli YL 300W Solar Panels | 6840 | Solar | Non-Residential | 1479 A Oak Grove Church Rd | Ellenboro | NC | 28040 | Pending | PP-N NC - Non-Hydroelectric Qualifying Facilities | Carolinas |  | Pending | Photovoltaic |  | 5000 | Northern | 3-phase | 2015-03-04 |  | 2015-03-04 | Open
DC | Volusia | Shirin Rawji |  | Distribution | Qty 26 Solar Panels | 6 | Solar | Residential | 2441 Sleepy Oak Ln | Deland | FL | 32720 | Approved | NM-FL Net Metering | FL | 2011-01-12 | Superseded | Photovoltaic |  | 5.1 | North Central |  | 2014-09-10 |  |  | Superceded
DC | Greenville | David Edgar | 120/240 | Distribution | QTY 30 Canadian Solar CS6P 250 Watt Panels | 7.5 | Solar | Residential | 160 Caledonia Rd | Landrum | SC | 29356 | Approved | NM-SC Net Metering | Carolinas | 2015-02-04 | Connected | Photovoltaic |  | 7 | Southern | Single | 2014-12-10 | 2015-01-27 | 2014-12-10 | Executed
DC | Cabarrus | Darren Harden | 120/240 | Distribution | qty 4 Renesola Virtus II 250w solar panels | 1 | Solar | Residential | 1918 Birchbrook Ct | Harrisburg | NC | 28075 | Approved | NM-NC Net Metering | Carolinas | 2015-03-20 | Connected | Photovoltaic |  | 0.86 | Central | Single | 2015-02-19 | 2015-03-17 | 2015-02-19 | Executed
DC | Forsyth | Darrell J Rogers | 120/240 | Distribution | Qty 10 LG300W MONOX SOLAR PANELS | 3 | Solar | Residential | 3270 Spainhour Mill Rd | Tobaccoville | NC | 27050 | Approved | NM-NC Net Metering | Carolinas | 2015-04-09 | Connected | Photovoltaic |  | 2.4 | Northern | Single | 2014-12-29 | 2015-03-26 | 2014-12-29 | Executed
DC | Buncombe | Siljoy Maurer | 120/240 | Distribution | Qty 20 Kyocera KD250 Modules | 5 | Solar | Residential | 40 Buck Springs Acres | Candler | NC | 28715 | Approved | NM-NC Net Metering | PEC Carolinas | 2013-12-11 | Connected | Photovoltaic |  | 5 | Western | Single | 2013-10-24 |  | 2013-10-24 | Executed
DC | ORANGE | Simome Brito |  | Distribution |  | 8.83 | Solar | Residential | 1977 WATER TUPELO WAY | OCOEE | FL | 34761 | Approved | NM-FL Net Metering | FL | 2014-07-01 | Connected | Photovoltaic |  | 7.506 | South Central |  | 2014-09-10 |  |  | Executed
DC | Seminole | Simon Binge | 120/240 | Distribution | Canadian Solar C56P 250P | 10 | Solar | Residential | 227 W Crystal Lake Ave | Lake Mary | FL | 32746 | Approved | NM-FL Net Metering | FL | 2014-09-18 | Connected | Photovoltaic |  | 8.5 | North Central | Single |  |  |  | Executed
DC | Durham | Darrell Edgley | 120/240 | Distribution |  | 2.28 | Solar | Residential | 2911 Alderman Ln | Durham | NC | 27705 | Approved | SCG-NC Small Customer Generator Rider | Carolinas | 2007-05-22 | Connected | Photovoltaic |  | 2.28 | Northern | Single | 2011-04-07 |  | 2007-03-14 | Executed
DC | Volusia | Sinisa Nikolic |  | Distribution |  | 10 | Solar | Residential | 1095 OUTLOOK DRIVE | DELTONA | FL | 32725 | Approved | NM-FL Net Metering | FL | 2013-02-12 | Connected | Photovoltaic |  | 8.5 | North Central |  | 2014-09-10 |  |  | Executed
DC | Seminole | Sinns & Thomas Elec Cont Inc |  | Distribution |  | 22.08 | Solar | Non-Residential | 1064 RIDGE STREET | WINTER SPRINGS | FL | 32708 | Approved | NM-FL Net Metering | FL | 2013-04-25 | Connected | Photovoltaic |  | 18.768 | North Central |  | 2014-09-10 |  |  | Executed
DC | Scotland | Shoeheel Solar Farm, LLC |  |  |  |  | Solar | Non-Residential | 18200 Wagram Road | Laurinburg | NC | 28352 | Pending |  | PEC Carolinas |  | Pending | Photovoltaic |  | 5000 | Unknown | 3-phase | 2014-10-26 |  | 2014-09-15 | Open
DC | Hamilton | Siobhan C Pritchard | 120/240 | Distribution | thirteen 227-W Hyundai HiS-M227SG solar panels | 2.95 | Solar | Non-Residential | 5011 Kenwood Rd | Cincinnati | OH | 45227 | Approved | Rider NM - Net Metering Rider - OH | OH/KY | 2013-08-07 | Connected | Photovoltaic |  | 3 | Central | Single | 2013-07-25 |  | 2013-07-25 | Executed
DC | Durham | Darrell Edgley | 120/240 | Distribution | QTY 12 Evergreen Solar 190 Watt Spruce Line Modukes | 2.28 | Solar | Residential | 2911 Alderman Ln | Durham | NC | 27705 | Approved | NM-NC Net Metering | Carolinas | 2015-03-05 | Connected | Photovoltaic |  | 2.28 | Northern | Single | 2014-12-19 |  | 2014-12-19 | Executed
DC | Spartanburg | Danny Buckner | 120/240 | Distribution | Quanity 14 Sharp Solar Modules ND-L240Q2 | 3.36 | Solar | Residential | 499 Little Acres DR | Campobello | SC | 29322 | Approved | NM-SC Net Metering | Carolinas | 2012-08-20 | Connected | Photovoltaic |  | 3.01 | Southern | Single | 2012-07-10 | 2012-08-14 | 2012-07-10 | Executed
DC | SCOTLAND | SMB Holdings, LLC | 120/240 | Distribution |  | 13.75 | Solar | Non-Residential | 17900 Dana Road | Laurinburg | NC | 28352 | Approved | NC CSP-Cogeneration and Small Power Producer-Sell All | PEC Carolinas | 2011-07-26 | Connected | Photovoltaic |  | 11 | Southern | 3-phase | 2012-10-18 |  |  | Executed
DC | Durham | Daniel Whitehead | 120/240 | Distribution |  | 3.9 | Solar | Residential | 5207 Tahoe DR | Durham | NC | 27713 | Approved | NM-NC Net Metering | Carolinas | 2011-11-03 | Connected | Photovoltaic |  | 3.44 | Northern | Single | 2011-10-28 |  | 2011-10-28 | Executed
DC | Greene | Snow Hill Solar 2, LLC |  | Distribution |  | 2000 | Solar | Non-Residential | 373 NC Hwy. 58 South | Snow Hill | NC | 28580 | Approved | NC CSP27-Cogeneration and Small Power Producer-Sell All | PEC Carolinas | 2014-05-01 | Connected | Photovoltaic |  | 1990 | Unknown |  | 2014-10-21 |  | 2013-01-23 | Executed
DC | Anderson | Daniel Pruitt | 120/240 | Distribution | qty 8 LG MonoX 300w PV panels | 2.4 | Solar | Residential | 711 McClain Road | Belton | SC | 29627 | Approved | NM-SC Net Metering | Carolinas | 2015-01-14 | Connected | Photovoltaic |  | 2 | Southern | Single | 2014-12-17 | 2015-01-07 | 2015-01-02 | Executed
DC | Pinellas | Soboth Saing | 120/240 | Distribution | Qty 25 Yingli #YL250W-P Solar Panels | 6.25 | Solar | Residential | 341 Silver Maple Rd | Groveland | FL | 34736 | Approved | NM-FL Net Metering | FL | 2015-03-30 | Connected | Photovoltaic |  | 5.31 | South Coastal | Single | 2015-02-06 |  | 2015-02-06 | Executed
DC | Johnston | Signature Solar LLC |  | Distribution | Qty 22,344 JA Solar JAP6 72-310/3BB | 6926.64 | Solar | Non-Residential | 138 Reilly Farms Ln | Princeton | NC | 27569 | Pending |  | PEC Carolinas |  | Pending | Photovoltaic |  | 4500 | Unknown | 3-phase | 2015-01-07 |  | 2015-01-07 | Open
DC | Chatham | Siler 421 Farm, LLC |  |  |  |  | Solar | Non-Residential | 1961 Siler City Snow Camp Rd | Siler City | NC | 27344 | Pending |  | PEC Carolinas |  | Pending | Photovoltaic |  | 5000 | Unknown | 3-phase | 2014-10-26 |  | 2014-09-15 | Open
DC | Chatham | Siler City Solar 2 LLC |  | Distribution | Qty 21,660 Canadian Solar CS6X-300P | 6498 | Solar | Non-Residential | 1399 Glosson Rd | Siler City | NC | 27344 | Pending |  | PEC Carolinas |  | Pending | Photovoltaic |  | 4800 | Unknown | 3-phase | 2015-01-07 |  | 2015-01-07 | Open
DC | Chatham | Siler City Solar 3 LLC |  | Distribution | Qty 21,660 Canadian Solar CS6X-300P | 6498 | Solar | Non-Residential | 1399 Glosson Rd | Siler City | NC | 27344 | Cancelled |  | PEC Carolinas |  | Cancelled | Photovoltaic |  | 4800 | Unknown | 3-phase | 2015-01-07 |  | 2015-01-07 | Cancelled
DC | Chatham | Siler City Solar 4 LLC |  | Transmission | Qty 173,333 Candian Solar CS6X-300P | 51999.9 | Solar | Non-Residential | 200 Coleridge Rd | Siler City | NC | 27344 | Pending |  | PEC Carolinas |  | Pending | Photovoltaic |  | 36800 | Unknown | 3-phase | 2015-01-19 |  | 2015-01-19 | Open
DC | Chatham | Siler City Solar LLC |  | Distribution | Qty 21660 Canadian Solar CS6X-300P | 6498 | Solar | Non-Residential | 2660 Old US Hwy 21 N | Siler City | NC | 27344 | On Hold |  | PEC Carolinas |  | Pending | Photovoltaic |  | 4800 | Unknown | 3-phase | 2015-01-06 |  | 2015-01-06 | Open
DC |  | Siler Farm, LLC |  | Distribution |  |  | Solar | Non-Residential | Rives Chapel Road & Carolina Hill Road | Siler City | NC | 27344 | Cancelled |  | PEC Carolinas |  | Cancelled | Photovoltaic |  | 5000 | Unknown |  | 2014-10-21 |  | 2012-03-15 | Cancelled
DC | Chatham | Siler Solar LLC |  | Distribution | Qty 21660 Canadian Solar CS6X-300P | 6498 | Solar | Non-Residential | Siler Business Drive | Siler City | NC | 27344 | On Hold |  | PEC Carolinas |  | Pending | Photovoltaic |  | 4800 | Unknown | 3-phase | 2014-10-26 |  | 2014-09-15 | Open
DC | Wayne | Solar 55, LLC |  | Distribution |  | 2450 | Solar | Non-Residential | 142 Harrells Hill Road | Mount Olive | NC | 28365 | Approved | NC CSP27-Cogeneration and Small Power Producer-Sell All | PEC Carolinas | 2014-04-03 | Connected | Photovoltaic |  | 1980 | Unknown |  | 2014-10-21 |  | 2012-07-16 | Executed
DC | Ripley | Solar Zentrum North America, Inc | 480Y/277 | Distribution | twelve 200-W PVT-200 Premium solar panels | 2.4 | Solar | Non-Residential | 240 Wilson St W | Osgood | IN | 47037 | Approved | Net Metering - Standard Contract Rider No. 57 | IN | 2013-07-12 | Connected | Photovoltaic |  | 2.4 | Southern | Single | 2013-04-09 |  | 2013-04-09 | Executed
DC | Wake | Solarworks RCC, LLC |  | Distribution |  | 500 | Solar | Non-Residential | 500 S. Salisbury St. | Raleigh | NC | 27601 | Approved | Negotiated (NC) | PEC Carolinas | 2012-06-08 | Connected | Photovoltaic |  | 385 | Unknown |  | 2014-10-21 |  | 2011-01-26 | Executed
DC | Sampson | Soluga Farms I, LLC |  | Distribution | Canadian Solar, CS6X-290P, Qty 20,600 | 0 | Solar | Non-Residential | 3099 Bells Branch Road | Newton Grove | NC | 28366 | Approved | NC CSP29-Cogeneration and Small Power Producer-Sell All | PEC Carolinas | 2014-06-04 | Connected | Photovoltaic |  | 4872 | Eastern | 3-phase | 2014-10-21 |  | 2013-02-22 | Executed
DC | Bladen | Soluga Farms II, LLC |  | Distribution | Canadian Solar CS6X-290P, 20,600 | 6480 | Solar | Non-Residential | 2209 NC Hwy. 211 West | Clarkton | NC | 28433 | Approved | NC CSP29-Cogeneration and Small Power Producer-Sell All | PEC Carolinas | 2014-08-05 | Connected | Photovoltaic |  | 4950 | Eastern |  | 2014-10-21 |  | 2013-02-26 | Executed
DC | SEMINOLE | Sonal Patel |  | Distribution |  | 10 | Solar | Residential | 500 LEGACY PARK DR | CASSELBERRY | FL | 32707 | Approved | NM-FL Net Metering | FL | 2014-03-04 | Connected | Photovoltaic |  | 8.5 | North Central |  | 2014-09-10 |  |  | Executed
DC | Lake | Sonia Castaneda | 120/240 | Distribution | Qty 26 (250 Watt) YL250P-29B | 6.5 | Solar | Residential | 166 Crepe Myrtle Dr | Solar Power Groveland | FL | 34736 | Approved | NM-FL Net Metering | FL | 2015-02-02 | Connected | Photovoltaic |  | 5.53 | South Central | Single | 2015-01-23 |  | 2015-01-23 | Executed
DC | HAMILTON | SISTERS OF CHARITY - NM | single |  | twenty AstroPower AP-65 panels | 1.3 | Solar | Non-Residential | 370 NEEB RD | CINCINNATI | OH | 45233 | Approved | Rider NM - Net Metering Rider - OH | OH/KY | 2003-12-31 | Connected | Photovoltaic |  | 1.3 | Central | 120/240 |  |  |  | Executed
DC | VOLUSIA | Sonja Lowenfish |  | Distribution |  | 3.27 | Solar | Residential | 402 CORTEZ AVE | DE LEON SPRINGS | FL | 32130 | Approved | NM-FL Net Metering | FL | 2014-04-22 | Connected | Photovoltaic |  | 2.78 | North Central |  | 2014-09-10 |  |  | Executed
DC | Orange | Sonya Johnson |  | Distribution |  | 4.29 | Solar | Residential | 7513 DUO LAKES DR | Orlando | FL | 32810 | Approved | NM-FL Net Metering | FL | 2009-05-14 | Connected | Photovoltaic |  | 3.647 | North Central |  | 2014-09-10 |  |  | Executed
DC | SCOTLAND | SMB Holdings, LLC | 120/240 |  |  | 12.5 | Solar | Non-Residential | 17900 Dana Road | Laurinburg | NC | 28352 | Approved | NC CSP-Cogeneration and Small Power Producer-Sell All | PEC Carolinas | 2010-12-08 | Connected | Photovoltaic |  | 10 | Southern | 3-phase | 2012-10-18 |  |  | Executed
DC | Scotland | Smith Solar Farm, LLC |  | Distribution |  |  | Solar | Non-Residential | Unknown | Gibson | NC | 28343 | Approved |  | PEC Carolinas |  | Pending | Photovoltaic |  | 5000 | Unknown |  | 2014-10-21 |  | 2014-04-29 | Open
DC | Franklin | Sonyia Norris | 120/240 | Distribution | QTY: 20 SunEdison F260KyC | 5.2 | Solar | Residential | 1587 Tarboro Rd | Youngsville | NC | 27596 | Approved | NC NM-Net Metering for Renewable Energy Facilities | PEC Carolinas | 2014-06-20 | Connected | Photovoltaic |  | 5 | Northern | Single | 2014-01-10 |  | 2014-01-10 | Executed
DC | Johnston | Smithfield Solar, LLC |  | Distribution |  |  | Solar | Non-Residential | Unknown | Smithfield | NC | 27577 | Approved |  | PEC Carolinas |  | Pending | Photovoltaic |  | 5000 | Unknown |  | 2014-10-21 |  | 2014-07-29 | Open
DC | Robeson | Snake Solar LLC |  | Distribution | Qty 21,280 Trina TSM-305PD14 Modules |  | Solar | Non-Residential | Intersection of Snake and McPhail Roads | Lumberton | NC | 28358 | On Hold |  | PEC Carolinas |  | Pending | Photovoltaic |  | 4500 | Unknown | 3-phase | 2014-12-30 |  | 2014-12-30 | Open
DC | Warren | Soul City Solar, LLC |  | Distribution | ET Solar 295W Modules Qty-13,452 |  | Solar | Non-Residential | 191 Crescent Drive | Norlina | NC | 27563 | Approved |  | PEC Carolinas | 2015-04-20 | Connected | Photovoltaic |  | 3500 | Northern | 3-phase | 2014-10-21 |  | 2013-10-07 | Executed
DC | Greene | Snow Hill Solar LLC |  | Distribution | Qty 8,620 Canadian Solar CS6X-290W | 2499.8 | Solar | Non-Residential | 373 Hwy 58 | Snow Hill | NC | 28580 | Pending |  | PEC Carolinas |  | Pending | Photovoltaic |  | 2000 | Unknown | 3-phase | 2015-01-29 |  | 2015-01-29 | Open
DC |  | Snow Hill Solar, LLC |  | Distribution |  |  | Solar | Non-Residential | Unknown | Snow Hill | NC | 0 | Cancelled |  | PEC Carolinas |  | Cancelled | Photovoltaic |  | 2000 | Unknown |  | 2014-10-21 |  | 2012-12-06 | Cancelled
DC | New Hanover | South Atlantic Services Inc |  | Distribution |  | 116 | Solar | Non-Residential | 3527 Hwy 421 N #5 | Wilmington | NC | 28401 | Approved | NC NM-Net Metering for Renewable Energy Facilities | PEC Carolinas | 2013-11-08 | Connected | Photovoltaic |  | 100 | Unknown |  | 2014-10-21 |  | 2013-07-09 | Executed
DC | New Hanover | South Atlantic Services, Inc. |  | Distribution |  | 2210 | Solar | Non-Residential | 3527 US Hwy. 421 N. | Wilmington | NC | 28402 | Approved | NC CSP29-Cogeneration and Small Power Producer-Sell All | PEC Carolinas | 2013-12-19 | Connected | Photovoltaic |  | 1600 | Unknown |  | 2014-10-21 |  | 2013-07-09 | Executed
DC | Mecklenburg | Daniel Peeler | 120/240 | Distribution | qty 18: 270W Suniva Opt Solar Panels | 4.86 | Solar | Residential | 7318 Denali Ln | Charlotte | NC | 28216 | Approved | NM-NC Net Metering | Carolinas | 2015-04-17 | Connected | Photovoltaic |  | 4 | Central | Single | 2015-03-03 | 2015-04-17 | 2015-03-03 | Executed
DC | Wayne | Solar 55, LLC |  | Distribution | 7040 Astronergy CHSM66 129-290 | 2041.6 | Solar | Non-Residential | Corner of Harrell's Rd and NC 55 | Mt. Olive | NC | 28333 | Pending | NC CSP-Cogeneration and Small Power Producer-Sell All | PEC Carolinas |  | Pending | Photovoltaic |  | 2000 | Northern | Single | 2012-10-04 |  |  | Open
DC | Rutherford | Solar Development, LLC |  | Distribution | Qty 18340 (245 Watt Trina Solar TSM-245PA05.08 | 4493 | Solar | Non-Residential | Thurman Thompson Rd | Forest City | NC | 28043 | Cancelled | PP-N NC - Non-Hydroelectric Qualifying Facilities | Carolinas |  | Cancelled | Photovoltaic |  | 3670 | Southern | 3-phase | 2012-09-25 |  | 2012-09-25 | Cancelled
DC |  | Solar Green Development, LLC |  | Distribution |  |  | Solar | Non-Residential | Unknown | Spring Hope | NC | 0 | Cancelled |  | PEC Carolinas |  | Cancelled | Photovoltaic |  | 2000 | Unknown |  | 2014-10-21 |  | 2012-11-02 | Cancelled
DC |  | Solar Green Development, LLC |  | Distribution |  |  | Solar | Non-Residential | Unknown | Spring Hope | NC | 0 | Cancelled |  | PEC Carolinas |  | Cancelled | Photovoltaic |  | 2000 | Unknown |  | 2014-10-21 |  | 2013-05-14 | Cancelled
DC | Mecklenburg | Solar Green Development, LLC - Mint Hill - NM | 12,470Y/7,200 | Distribution |  | 1999.2 | Solar | Non-Residential | 10304 Arlington Church Rd | Mint Hill | NC | 28227 | Cancelled | PP-N NC - Non-Hydroelectric Qualifying Facilities | Carolinas |  | Cancelled | Photovoltaic | Arlington Church Road PV Installation | 2000 | Central | 3-phase | 2011-04-07 |  | 2010-10-04 | Cancelled
DC | Mecklenburg | Solar Green Development, LLC - Charlotte - NM | 12,470Y/7,200 | Distribution |  | 997.92 | Solar | Non-Residential | 9800 Hood Rd | Charlotte | NC | 28213 | Cancelled | PP-N NC - Non-Hydroelectric Qualifying Facilities | Carolinas |  | Cancelled | Photovoltaic | Hood Road PV Installation | 1000 | Central | 3-phase | 2011-04-07 |  | 2010-10-04 | Cancelled
DC | Robeson | South Robeson Farm, LLC |  | Distribution |  | 6240 | Solar | Non-Residential | 7821 NC Highway 710 S. | Rowland | NC | 28383 | Approved | NC CSP27-Cogeneration and Small Power Producer-Sell All | PEC Carolinas | 2012-06-11 | Connected | Photovoltaic |  | 4975 | Unknown |  | 2014-10-21 |  | 2011-08-08 | Executed
DC | Montgomery | SolarPark USA Inc. - SPU-Biscoe-NC-1 |  | Distribution | Qty 7,676 Trina 300W Solar Panels | 2302 | Solar | Non-Residential | Route 220 @ Merlins Maze | Biscoe | NC | 27209 | On Hold |  | PEC Carolinas |  | Pending | Photovoltaic |  | 2302 | Unknown | 3-phase | 2015-01-07 |  | 2015-01-07 | Open
DC | Montgomery | SolarPark USA Inc. - SPU-Biscoe-NC-2 |  |  | Qty 7,676 Trina 300W Solar Panels | 2302 | Solar | Non-Residential | Route 220@Merlins Maze | Biscoe | NC | 27209 | On Hold |  | PEC Carolinas |  | Pending | Photovoltaic |  | 2302 | Unknown | 3-phase | 2015-01-07 |  | 2015-01-07 | Open
DC | Transylvania | Daniel Owen | 120/240 | Distribution | qty 10 LG300W Solar PV Modules | 3 | Solar | Residential | 133 Mountain Man Trail | Penrose | NC | 28766 | Approved | NM-NC Net Metering | Carolinas | 2015-04-23 | Connected | Photovoltaic |  | 2.4 | Southern | Single | 2015-01-22 | 2015-03-18 | 2015-01-22 | Executed
DC | Henderson | Southeastern Freight Lines Inc. |  | Distribution | SolarWorld SW 245 | 1240 | Solar | Non-Residential | 200 Mills Gap Road | Fletcher | NC | 28732 | Approved | NC CSP27-Cogeneration and Small Power Producer-Sell All | PEC Carolinas | 2013-06-21 | Connected | Photovoltaic |  | 1000 | Western | 3-phase | 2014-10-21 |  | 2013-02-28 | Executed
DC | Dearborn | Southeastern Indiana REMC | 120/240 | Distribution | sixteen 255-W TrinaSolar PDG5 255 solar panels | 4.08 | Solar | Non-Residential | 8104 US Highway 50 | Aurora | IN | 47001 | Approved | Net Metering - Standard Contract Rider No. 57 | IN | 2014-11-18 | Connected | Photovoltaic |  | 3.14 | Southern | Single | 2014-10-27 |  | 2014-10-27 | Executed
DC | Cumberland | Soluga Farms III |  | Distribution |  |  | Solar | Non-Residential | 10082 Dunn Rd | Dunn | NC | 28334 | Approved | NC CSP29-Cogeneration and Small Power Producer-Sell All | PEC Carolinas | 2015-09-30 | Pending IA | Photovoltaic |  | 4999 | Eastern |  | 2014-10-21 |  | 2014-02-27 | Open
DC | Cumberland | Soluga Farms IV, LLC |  | Distribution |  |  | Solar | Non-Residential | Unknown | Dunn | NC | 28344 | On Hold |  | PEC Carolinas |  | Pending | Photovoltaic |  | 4999 | Unknown |  | 2014-10-21 |  | 2014-05-14 | Open
DC | Pinellas | Sp Burlington Senior Lp |  | Distribution |  | 32.36 | Solar | Non-Residential | 298 8TH ST N *HSE | St Petersburg | FL | 33701 | Approved | NM-FL Net Metering | FL | 2011-01-07 | Connected | Photovoltaic |  | 27.506 | South Coastal |  | 2014-09-10 |  |  | Executed
DC | Forsyth | Daniel Montague | 120/240 | Distribution | 8 255W Samsung Solar Modules | 2.04 | Solar | Residential | 1513 Cabot Place Court | Kernersville | NC | 27284 | Approved | NM-NC Net Metering | Carolinas | 2013-01-23 | Connected | Photovoltaic |  | 1.72 | Northern | Single | 2012-12-13 | 2013-01-15 | 2012-12-13 | Executed
DC | Buncombe | Sonia P Marcus | 120/240 | Distribution | Qty 8 SolarWorld 280W modules solar panels | 2.24 | Solar | Residential | 61 Swannanoa Ave # WA | Asheville | NC | 28806 | Pending | NC NM-Net Metering for Renewable Energy Facilities | PEC Carolinas |  | Pending | Photovoltaic |  | 1.92 | Western | Single | 2015-03-23 |  | 2015-03-23 | Open
DC | Hamilton | Spectrum Labs | 120/240 | Distribution | forty-eight 255-W ReneSola Virtus II JC255M-24/Bb modules | 12.24 | Solar | Non-Residential | 535 12th E | Cincinnati | OH | 45210 | Approved | Rider NM - Net Metering Rider - OH | OH/KY | 2014-07-30 | Connected | Photovoltaic |  | 12 | South | 3-phase | 2014-05-05 |  | 2014-05-05 | Executed
DC |  | Sonne One, LLC |  | Distribution | REC 310PE72 Qty-21,472 | 310 | Solar | Non-Residential | Unknown | Goldsboro | NC | 0 | Approved | NC CSP29-Cogeneration and Small Power Producer-Sell All | PEC Carolinas |  | Under Construction | Photovoltaic |  | 5000 | Eastern | 3-phase | 2014-10-21 |  | 2014-01-02 | Open
DC | Wayne | Sonne Two LLC | 12,470Y/7,200 | Distribution | QTY: 21,472 REC310 | 6656 | Solar | Non-Residential | 2327 Mt. Olive Church Rd. | Goldsboro | NC | 27530 | Pending | PP-N NC - Non-Hydroelectric Qualifying Facilities | Carolinas |  | Pending | Photovoltaic |  | 5000 | Central | 3-phase | 2013-12-30 |  | 2013-12-30 | Open
DC | Hamilton | Spectrum Labs | 120/240 | Distribution | QTY: 24 Rensola 255W | 6.12 | Solar | Non-Residential | 535 12th E | Cincinnati | OH | 45210 | Approved | Rider NM - Net Metering Rider - OH | OH/KY | 2014-07-30 | Connected | Photovoltaic |  | 6 | South | 3-phase | 2014-05-05 |  | 2014-05-05 | Executed
DC | Hamilton | Spectrum Labs | 120/240 | Distribution | forty-eight 255-W ReneSola Virtus II JC255M-24/Bb modules | 12.24 | Solar | Non-Residential | 535 12th E | Cincinnati | OH | 45210 | Approved | Rider NM - Net Metering Rider - OH | OH/KY | 2014-07-30 | Connected | Photovoltaic |  | 12 | South | 3-phase | 2014-05-05 |  | 2014-05-05 | Executed
DC | Orange | Daniel Macklin | 120/240 | Distribution | Qty 29 REC 255W PE (Blk) solar panels | 7.4 | Solar | Residential | 435 S Greenboro St. Lot #3 | Carrboro | NC | 27510 | Approved | NM-NC Net Metering | Carolinas | 2015-01-06 | Connected | Photovoltaic |  | 6.24 | Northern | Single | 2014-11-25 | 2014-12-22 | 2014-11-25 | Executed
DC | Clermont | Sorina Macavei | 120/240 | Distribution | thirty 310-W Suniva Optimus OPT310-72-4-100 solar panels | 9.3 | Solar | Residential | 941 Palomar Dr | Loveland | OH | 45140 | On Hold | Rider NM - Net Metering Rider - OH | OH/KY |  | Pending | Photovoltaic |  | 9 | East | Single | 2014-10-09 |  | 2014-10-09 | Open
DC | Greenville | Daniel Lynam | 120/240 | Distribution | Qty 4 (270 Watt) Sunmodule Plus SW 270 | 1.08 | Solar | Residential | 1147 Parkins Mill Rd | Greenville | SC | 29607 | Approved | NM-SC Net Metering | Carolinas | 2014-12-16 | Connected | Photovoltaic |  | 0.83 | Southern | Single | 2014-10-28 | 2014-12-11 | 2014-10-28 | Executed
DC | Moore | Spicewood Solar Farm, LLC |  | Distribution |  | 6498 | Solar | Non-Residential | Unknown | Eagle Springs | NC | 27242 | Approved | NC CSP29-Cogeneration and Small Power Producer-Sell All | PEC Carolinas | 2014-07-18 | Connected | Photovoltaic |  | 4950 | Unknown |  | 2014-10-21 |  | 2013-01-30 | Executed
DC | Wake | Daniel H Pomp | 120/240 | Distribution | Qty 27 (240 Watt) SunPower SPR-240-E-WHT-U | 6.48 | Solar | Residential | 2106 North Lakeshore Dr | Chapel Hill | NC | 27514 | Approved | NM-NC Net Metering | Carolinas | 2013-04-29 | Connected | Photovoltaic |  | 6.075 | Northern | Single | 2012-12-12 | 2013-04-17 | 2012-12-12 | Executed
DC | Robeson | South Creeek Solar, LLC |  | Distribution | Qty 21280 Trinasolar TSM-305PD 14 305W Solar Panels | 6490.4 | Solar | Non-Residential | 850 South Creek Rd | Orrum | NC | 28369 | On Hold | NC CSP29-Cogeneration and Small Power Producer-Sell All | PEC Carolinas |  | Pending | Photovoltaic |  | 5499 | Unknown | 3-phase | 2015-03-18 |  | 2015-03-18 | Open
DC | Wake | Daniel Flye | 120/240 | Distribution | Qty: 30 (300 Watt) Suniva Optimus 300 Solar Panels | 9 | Solar | Residential | 5028 Bartons Enclave Ln | Raleigh | NC | 27613 | Approved | NM-NC Net Metering | Carolinas | 2012-11-16 | Connected | Photovoltaic |  | 7.6 | Northern | Single | 2012-10-01 | 2012-11-16 | 2012-10-01 | Executed
DC | Franklin | South Louisburg Solar, LLC |  | Distribution |  |  | Solar | Non-Residential | Unknown | Louisburg | NC | 27549 | Approved |  | PEC Carolinas |  | Pending | Photovoltaic |  | 5000 | Unknown |  | 2014-10-21 |  | 2014-06-20 | Open
DC | Pinellas | St Anne Grace Episcopal Ch |  | Distribution |  | 24.48 | Solar | Non-Residential | 6650 113Th St | SEMINOLE | FL | 33772 | Approved | NM-FL Net Metering | FL | 2014-08-06 | Connected | Photovoltaic |  | 20.804 | South Coastal |  | 2014-09-10 |  |  | Executed
DC | Forsyth | South Winston Farm, LLC | 12,470Y/7,200 | Distribution | Qty 21660 Canadian Solar CS6X 300P | 6498 | Solar | Non-Residential | 2330 W Clemmonsville Rd | Winston Salem | NC | 27127 | Pending | PP-N NC - Non-Hydroelectric Qualifying Facilities | Carolinas |  | Pending | Photovoltaic |  | 4998 | Northern | 3-phase | 2013-09-27 |  | 2013-09-27 | Open
DC | Pinellas | St Anne Grace Episcopal Ch |  | Distribution |  | 24.48 | Solar | Non-Residential | 6650 113Th St | SEMINOLE | FL | 33772 | Approved | NM-FL Net Metering | FL | 2014-08-06 | Connected | Photovoltaic |  | 20.804 | South Coastal |  | 2014-09-10 |  |  | Executed
DC | Orange | St Francis Of Assisi Church |  | Distribution |  | 12.88 | Solar | Non-Residential | 834 S ORANGE BLOSSOM TRL *UNIT 2, SANCTUARY | Apopka | FL | 32703 | Approved | NM-FL Net Metering | FL | 2010-08-31 | Connected | Photovoltaic |  | 10.948 | North Central |  | 2014-09-10 |  |  | Executed
DC | Pinellas | St Petersburg College - 1St Installation |  | Distribution |  | 49.88 | Solar | Non-Residential | 9200 113TH ST, *PHARMACY BLDG | Seminole | FL | 33772 | Approved | NM-FL Net Metering | FL | 2013-12-18 | Connected | Photovoltaic |  | 42.4 | South Coastal |  | 2014-09-10 |  |  | Executed
DC | Pinellas | St Petersburg College -(Clearwater Campus) 2Nd Installation |  | Distribution |  | 50.49 | Solar | Non-Residential | 2465 DREW ST | CLEARWATER | FL | 33765 | Approved | NM-FL Net Metering | FL | 2013-12-18 | Connected | Photovoltaic |  | 42.917 | South Coastal |  | 2014-09-10 |  |  | Executed
DC | Vance | Southerland Farm, LLC |  |  |  |  | Solar | Non-Residential | 681 Gillburg Rd | Henderson | NC | 27537 | Pending |  | PEC Carolinas |  | Pending | Photovoltaic |  | 5000 | Unknown | 3-phase | 2014-10-26 |  | 2014-09-15 | Open
DC | HAMILTON | SOUTHWEST LOCAL SCHOOL DISTRICT - NM | 3 phase |  | nine 224-W Sharp solar panels | 2.02 | Solar | Non-Residential | 9860 WEST RD | HARRISON | OH | 45030 | Approved | Rider NM - Net Metering Rider - OH | OH/KY | 2009-02-25 | Connected | Photovoltaic |  | 2.016 | Central | 480Y/277 |  |  |  | Executed
DC | Robeson | Soy Solar, LLC |  | Distribution | 21472 REC310PE Solar Panels | 6656 | Solar | Non-Residential | Popes Crossing Rd. | Lumberton | NC | 28358 | On Hold |  | PEC Carolinas |  | Pending | Photovoltaic |  | 4800 | Unknown |  | 2015-03-01 |  | 2015-03-01 | Open
DC | Monroe | St Thomas Lutheran | 120/240 | Distribution | one hundred four 260-W Suniva OPT-260-60-4-100 solar panels | 27.04 | Solar | Non-Residential | 3800 3rd St E | Bloomington | IN | 47401 | Approved | Net Metering - Standard Contract Rider No. 57 | IN | 2013-04-17 | Connected | Photovoltaic |  | 22 | Southern | Single | 2013-03-22 |  | 2013-03-22 | Executed
DC | Cleveland | Spartan Solar, LLC | 12,470Y/7,200 | Distribution | (21,780) Trina TSM-285 PA14 W Panels | 6207 | Solar | Non-Residential | 331 Bradley Road | Shelby | NC | 28152 | Cancelled | PP-N NC - Non-Hydroelectric Qualifying Facilities | Carolinas |  | Cancelled | Photovoltaic |  | 5000 | Central | 3-phase | 2012-10-23 |  | 2012-10-23 | Cancelled
DC | Davie | Daniel Farm, LLC |  | Distribution | (21660) Canadian Solar CS6X-300 W Panels | 6498 | Solar | Non-Residential | 295 Daniel Road | Mocksville | NC | 27038 | Approved | PP-N NC - Non-Hydroelectric Qualifying Facilities | Carolinas | 2014-02-25 | Connected | Photovoltaic | Daniel Farm | 5000 | Northern | 3-phase | 2012-10-15 | 2014-03-04 | 2012-10-15 | Executed
DC | Orange | Stacy Dalton |  | Distribution |  | 2.62 | Solar | Residential | 702 FAIROAKS LN | Maitland | FL | 32751 | Approved | NM-FL Net Metering | FL | 2012-08-16 | Connected | Photovoltaic |  | 2.227 | North Central |  | 2014-09-10 |  |  | Executed
DC | Vance | Stage Coach Solar, LLC |  | Distribution | ET Solar ET-T272295WW |  | Solar | Non-Residential | 1835 Stagecoach Rd | Henderson | NC | 27537 | Approved | NC CSP29-Cogeneration and Small Power Producer-Sell All | PEC Carolinas | 2015-05-13 | Connected | Photovoltaic |  | 4999 | Unknown |  | 2014-10-21 |  | 2013-10-07 | Executed
DC | Iredell | Spectrum Building Company, Inc. | 208Y/120 | Distribution | 16 Kyocera KD320W Solar Arrays | 5.12 | Solar | Non-Residential | 142 S Cardigan Way Suite F | Mooresville | NC | 28117 | Cancelled | NM-NC Net Metering | Carolinas |  | Cancelled | Photovoltaic |  | 5 | Central | 3-phase | 2012-11-01 |  | 2012-11-01 | Cancelled
DC | Iredell | Spectrum Building Company, Inc. |  | Distribution |  | 22.82 | Solar | Non-Residential | 142 S Cardigan Way Suite F | Mooresville | NC | 28117 | Cancelled | NM-NC Net Metering | Carolinas |  | Cancelled | Photovoltaic |  | 21 | Central | 3-phase | 2011-08-09 |  | 2011-08-09 | Cancelled
DC | Howard | Stan Ortman |  | Distribution | forty-eight 250-W Kyocera KD250 solar modules | 12 | Solar | Residential | 3435 County Road 450 N W | Kokomo | IN | 46901 | Approved | Net Metering - Standard Contract Rider No. 57 | IN | 2014-03-25 | Connected | Photovoltaic |  | 10.32 | Central | Single | 2014-01-21 |  | 2014-01-21 | Executed
DC | Orange | Daniel Suman | 120/240 | Distribution |  | 4.8 | Solar | Residential | 113 Hillspring Lane | Chapel Hill | NC | 27516 | Approved | PP-N NC - Non-Hydroelectric Qualifying Facilities | Carolinas | 2012-01-16 | Connected | Photovoltaic |  | 4 | Northern | Single | 2011-11-17 |  | 2011-11-18 | Executed
DC | Durham | Daniel E Oldman | 120/240 | Distribution | Qty 19 REC 250PE Solar Panels | 4.75 | Solar | Residential | 110 Jennings Ln | Durham | NC | 27713 | Approved | NM-NC Net Metering | Carolinas | 2014-07-21 | Connected | Photovoltaic |  | 6.169 | Northern | Single | 2014-07-14 | 2014-07-17 | 2014-07-14 | Executed
DC | Rowan | Spencer Farm, LLC | 12,470Y/7,200 | Distribution | QTY: 21,660 CS MaxPower 300P | 6498 | Solar | Non-Residential | 1817 N Carolina 150 | Salisbury | NC | 28144 | Pending | PP-N NC - Non-Hydroelectric Qualifying Facilities | Carolinas |  | Pending | Photovoltaic |  | 4998 | Central | 3-phase | 2013-11-14 |  | 2013-11-14 | Open
DC | Orange | Stefan Boyadjiev |  | Distribution |  | 3.2 | Solar | Residential | 1312 WELSON RD | ORLANDO | FL | 32837 | Approved | NM-FL Net Metering | FL | 2013-01-18 | Connected | Photovoltaic |  | 2.72 | South Central |  | 2014-09-10 |  |  | Executed
DC | Hamilton | Stephan Koch | 120/240 | Distribution | thirty-two 250-W ReneSola Virtus II JC250M-24/Bb solar panels | 8 | Solar | Residential | 1963 Flintshire Ct | Cincinnati | OH | 45230 | Approved | Rider NM - Net Metering Rider - OH | OH/KY | 2015-05-28 | Connected | Photovoltaic |  | 8 | South | Single | 2015-05-12 |  | 2015-05-12 | Executed
DC | Nash | Spring Hope Solar 2 |  |  |  |  | Solar | Non-Residential | Frazier Drive | Spring Hope | NC | 27882 | On Hold |  | PEC Carolinas |  | Pending | Photovoltaic |  | 5000 | Unknown | 3-phase | 2014-10-26 |  | 2014-09-15 | Open
DC | Nash | Spring Hope Solar 3 |  |  |  |  | Solar | Non-Residential | Frazier Drive | Spring Hope | NC | 27882 | Pending |  | PEC Carolinas |  | Pending | Photovoltaic |  | 5000 | Unknown | 3-phase | 2014-10-26 |  | 2014-09-15 | Open
|  | Spring Hope Solar LLC |  |  |  |  | Solar | Non-Residential | Frazier Drive | Spring Hope | NC | 27882 | Cancelled |  | PEC Carolinas |  | Cancelled | Photovoltaic |  | 5000 | Unknown | 3-phase | 2014-10-26 |  | 2014-09-15 | Cancelled
DC | Vance | Spring Valley Farm 2, LLC |  | Distribution |  |  | Solar | Non-Residential | Unknown | Henderson | NC | 27537 | Approved |  | PEC Carolinas |  | Under Construction | Photovoltaic |  | 4998 | Unknown |  | 2014-10-21 |  | 2014-02-10 | Open
DC |  | Spring Valley Farm, LLC |  | Distribution |  |  | Solar | Non-Residential | 1064 Spring Valley Lake Road | Henderson | NC | 27537 | Approved |  | PEC Carolinas |  | Pending IA | Photovoltaic |  | 4998 | Unknown |  | 2014-10-21 |  | 2014-01-24 | Open
DC | Vance | Spring Valley Lake Solar LLC |  | Distribution | Qty 20,900 Canadian Solar CS6XP-310P | 6479 | Solar | Non-Residential | 456 Spring Valley Road | Henderson | NC | 27537 | Pending |  | PEC Carolinas |  | Pending | Photovoltaic |  | 5000 | Unknown | 3-phase | 2015-01-19 |  | 2015-01-19 | Open
DC | Pinellas | Stephanie Bynes | 120/240 | Distribution | Renesola | 2 | Solar | Residential | 3048 47TH AVE S | St. Petersburg | FL | 33712 | Approved | NM-FL Net Metering | FL | 2014-10-28 | Connected | Photovoltaic |  | 1.7 | South Coastal | Single | 2014-10-22 |  | 2014-10-22 | Executed
DC | CLERMONT | SRINIVAS VANKAYALA | single |  | nineteen 185-W solar panels | 3.52 | Solar | Residential | 5187 MIAMI HILLS DR | MILFORD | OH | 45150 | Approved | Rider NM - Net Metering Rider - OH | OH/KY | 2010-12-03 | Connected | Photovoltaic |  | 3.515 | East | 120/240 |  |  |  | Executed
DC | Forsyth | Daniel Clouse | 120/240 | Distribution | Qty 20 Canadian Solar CS6X-300P Panels | 6 | Solar | Residential | 704 Walnut St | Winston Salem | NC | 27101 | Approved | NM-NC Net Metering | Carolinas | 2015-05-01 | Connected | Photovoltaic |  | 6 | Northern | Single | 2015-03-02 | 2015-04-30 | 2015-03-02 | Executed
DC | Vance | St Andrews Solar Farm, LLC |  | Distribution |  |  | Solar | Non-Residential | Unknown | Henderson | NC | 27537 | Approved |  | PEC Carolinas |  | Pending | Photovoltaic |  | 5000 | Unknown |  | 2014-10-21 |  | 2014-04-08 | Open
DC | Mecklenburg | Daniel Carrizosa | 120/240 | Distribution | QTY:32 Sunpower SPR 327 | 10.4 | Solar | Residential | 3314 Leamington Ln | Charlotte | NC | 28226 | Approved | NM-NC Net Metering | Carolinas | 2014-01-14 | Connected | Reciprocating Engine |  | 10 | Central | Single | 2013-11-06 | 2014-01-06 | 2013-11-06 | Executed
DC | Pinellas | Stephanie Newhart |  | Distribution |  | 3.78 | Solar | Residential | 2051 GOLF VIEW DR | DUNEDIN | FL | 34698 | Approved | NM-FL Net Metering | FL | 2014-04-16 | Connected | Photovoltaic |  | 3.213 | South Coastal |  | 2014-09-10 |  |  | Executed
DC | HAMILTON | ST CLEMENT SCHOOL |  |  | nine 224-W Sharp solar panels | 2.02 | Solar | Non-Residential | 4534 VINE ST | HARRISON | OH | 45217 | Approved | Rider NM - Net Metering Rider - OH | OH/KY | 2008-08-21 | Connected | Photovoltiac |  | 2.016 | Central |  |  |  |  | Executed
DC | Buncombe | St. Eugenes Catholic Church |  | Distribution | QTY 146 Sunmodule Pro-Series XL 315 Watt Panels | 45.99 | Solar | Non-Residential | 72 Culvern St | Asheville | NC | 28804 | Pending | NC NM-Net Metering for Renewable Energy Facilities | PEC Carolinas |  | Pending | Photovoltaic |  | 45 | Western | 3-phase | 2015-04-23 |  | 2015-04-23 | Open
DC | Orange | Stephen Coon |  | Distribution |  | 4.92 | Solar | Residential | 6248 WINTER GARDEN VINELAND RD | Windermere | FL | 34786 | Approved | NM-FL Net Metering | FL | 2011-06-10 | Connected | Photovoltaic |  | 4.182 | South Central |  | 2014-09-10 |  |  | Executed
DC | Robeson | St Pauls Solar 1 |  | Distribution |  |  | Solar | Non-Residential | Unknown | St. Pauls | NC | 28384 | Approved |  | PEC Carolinas |  | Pending | Photovoltaic |  | 4998 | Unknown |  | 2014-10-21 |  | 2014-07-29 | Open
DC | Robeson | St Pauls Solar 2 |  | Distribution |  |  | Solar | Non-Residential | Unknown | St. Pauls | NC | 28384 | Approved |  | PEC Carolinas |  | Pending | Photovoltaic |  | 4998 | Unknown |  | 2014-10-21 |  | 2014-07-29 | Open
DC | Robeson | St Pauls Solar 3 |  | Distribution |  |  | Solar | Non-Residential | Unknown | St. Pauls | NC | 28384 | Cancelled |  | PEC Carolinas |  | Cancelled | Photovoltaic |  | 4998 | Unknown |  | 2014-10-21 |  | 2014-07-29 | Cancelled
DC | Greenwood | Daniel Batoha | 120/240 | Distribution | QTY: 24 Mage 250 | 6 | Solar | Residential | 106 Youngs Fry | Hodges | SC | 29653 | Approved | NM-SC Net Metering | Carolinas | 2014-06-04 | Connected | Photovoltaic |  | 5.712 | Southern | Single | 2014-05-13 | 2014-06-02 | 2014-05-13 | Executed
DC | Union | Daniel Andrzejewski | 120/240 | Distribution | QTy 8 265 LG Monox solar panels | 2.12 | Solar | Residential | 2010 Forget Me Not Ln | Wingate | NC | 28174 | Approved | NM-NC Net Metering | Carolinas | 2015-01-13 | Connected | Photovoltaic |  | 2.12 | Central | Single | 2014-04-11 | 2015-01-07 | 2014-04-11 | Executed
DC | Wake | Stephen Beaulieu | 120/240 | Distribution |  | 4.25 | Solar | Residential | 7129 Beaver Trail | Apex | NC | 27502 | Approved | NC NM-Net Metering for Renewable Energy Facilities | PEC Carolinas | 2010-08-30 | Connected | Photovoltaic |  | 3.4 | Northern | Single | 2012-10-18 |  |  | Executed
DC | Pinellas | Stephen C Malik | 120/240 | Distribution | Qty 38 Canadian CS6P 260W Solar Panels | 9.88 | Solar | Residential | 15300 Harbor Dr | Madeira Beach | FL | 33708 | Approved | NM-FL Net Metering | FL | 2015-05-22 | Connected | Photovoltaic |  | 8.398 | South Coastal | Single | 2015-05-15 |  | 2015-05-15 | Executed
DC | Forsyth | Stacey Bullers | 120/240 | Distribution | Qty 30 Suniva 270W Solar Panels | 8.1 | Solar | Residential | 4243 Allistair Rd | Winston Salem | NC | 27104 | Pending | NM-NC Net Metering | Carolinas |  | Pending | Photovoltaic |  | 8 | Northern | Single | 2015-06-02 |  | 2015-06-02 | Open
DC | MOORE | Stephen C. King | 120/240 | Distribution | Qty 12 (200 Watt) GEPV-200 Solar Panels | 2.4 | Solar | Residential | 165 North Ridge St | Southern Pines | NC | 28387 | Approved | NM-NC Net Metering | PEC Carolinas | 2013-12-04 | Connected | Photovoltaic |  | 1.92 | Southern | Single | 2013-07-08 |  | 2013-07-08 | Executed
DC | Iredell | Dana Crotts | 120/240 | Distribution | Qty 11 (275 Watt) LG275N1C-G3 Solar Panels | 3.03 | Solar | Residential | 308 Colony Dr | Mooresville | NC | 28115 | Approved | NM-NC Net Metering | Carolinas | 2014-11-03 | Connected | Photovoltaic |  | 2.33 | Central | Single | 2014-10-06 | 2014-10-31 | 2014-10-06 | Executed
DC | Vance | Stainback Solar Farm, LLC |  | Distribution |  |  | Solar | Non-Residential | Unknown | Middleburg | NC | 27556 | Approved |  | PEC Carolinas |  | Pending | Photovoltaic |  | 5000 | Unknown |  | 2014-10-21 |  | 2014-05-14 | Open
DC | Randolph | Staley Solar, LLC |  |  | Qty 23,600 CSun305-72P 305W Solar Panels | 7198 | Solar | Non-Residential | 337 E Franklinville St | Stanley | NC | 27355 | Pending |  | PEC Carolinas |  | Pending | Photovoltaic |  | 5000 | Unknown | 3-phase | 2014-12-08 |  | 2014-12-08 | Open
DC | Forsyth | Dana Marske | 120/240 | Distribution | QTY 10 Mage 250 Powertec Plus Panels | 2.5 | Solar | Residential | 1718 Valley Brook Rd | Clemmons | NC | 27012 | Approved | NM-NC Net Metering | Carolinas | 2014-05-23 | Connected | Photovoltaic |  | 2.38 | Northern | Single | 2014-04-11 | 2014-05-22 | 2014-04-11 | Executed
DC | Beaufort | Stanley & Lois Cohen |  |  |  | 4.88 | Solar | Non-Residential | 127 Pamlico Lane | Chocowinity | NC | 28516 | Approved | NC CSP-Cogeneration and Small Power Producer-Sell All | PEC Carolinas | 2011-04-11 | Connected | Photovoltaic |  | 3.9 | Northern |  | 2012-10-18 |  |  | Executed
DC | Citrus | Stephen D Matthews | 120/240 | Distribution | Qty 20 Solar World 250W Solar Panels | 5 | Solar | Residential | 1815 W Herick Ct | Hernando | FL | 34442 | Approved | NM-FL Net Metering | FL | 2015-05-11 | Connected | Photovoltaic |  | 4.25 | North Coastal | Single | 2015-05-06 |  | 2015-05-06 | Executed
DC | Buncombe | Stephen Downey | 120/240 | Distribution | QTY 21 Solar World 280 Watt | 5.88 | Solar | Residential | 83 Garland Dr. | Asheville | NC | 28804 | Approved | NC NM-Net Metering for Renewable Energy Facilities | PEC Carolinas | 2014-07-14 | Connected | Photovoltaic |  | 5.25 | Western | Single | 2014-05-30 |  | 2014-05-30 | Executed
DC |  | Stanton Solar, LLC |  | Distribution |  |  | Solar | Non-Residential | Unknown | Dunn | NC | 0 | Cancelled |  | PEC Carolinas |  | Cancelled | Photovoltaic |  | 5000 | Unknown |  | 2014-10-21 |  | 2013-07-25 | Cancelled
DC | Alamance | Dan Snyder | 120/240 | Distribution | QTY 4: REC 250w | 1 | Solar | Residential | 3022 Ardmore St. | Burlington | NC | 27215 | Approved | NM-NC Net Metering | Carolinas | 2014-05-08 | Connected | Photovoltaic |  | 1 | Northern | Single | 2013-12-27 | 2014-05-07 | 2013-12-27 | Executed
DC | Sampson | Starr Farm, LLC |  | Distribution | Qty 63,600 (110 Watt) First Solar FS-4110-2 Solar Panels | 6996 | Solar | Non-Residential | 555 Five Bridge Road | Clinton | NC | 28328 | Pending | NC CSP29-Cogeneration and Small Power Producer-Sell All | PEC Carolinas |  | Pending | Photovoltaic |  | 4998 | Eastern | Single | 2015-06-11 |  | 2015-06-03 | Open
DC | Rowan | Statesville Farm LLC | 12,470Y/7,200 | Distribution | QTY: 21,660 Canadian Solar 300 | 6498 | Solar | Non-Residential | 13025 Statesville Blvd | Cleveland | NC | 27013 | Cancelled | PP-N NC - Non-Hydroelectric Qualifying Facilities | Carolinas |  | Cancelled | Photovoltaic |  | 4998 | Central | 3-phase | 2014-02-21 |  | 2014-02-21 | Cancelled
DC | Rowan | Statesville Solar, LLC |  | Distribution | Qty 22880 Max Power CS6X 300P Solar Panels | 6864 | Solar | Non-Residential | 12925 Statesville Blvd | Cleveland | NC | 27013 | Approved | PP-N NC - Non-Hydroelectric Qualifying Facilities | Carolinas |  | Pending | Photovoltaic |  | 4800 | Central | 3-phase | 2014-08-26 |  | 2014-08-26 | Open
DC | Spartanburg | Staubli Corporation - NM | 480Y/277 | Distribution |  | 4 | Solar | Non-Residential | 201 Parkway West | Duncan | SC | 29334 | Cancelled | SGS-Small General Service | Carolinas |  | Cancelled | Photovoltaic |  | 4 | Southern | 3-phase | 2011-04-07 |  | 2008-11-21 | Cancelled
DC | Greenville | Dan Merck | 120/240 | Distribution | 12 Westinghouse AC-190-WS Solar Panels | 2.28 | Solar | Residential | 190 Fews Bridge Rd | Taylors | SC | 29687 | Approved | NM-SC Net Metering | Carolinas | 2012-05-11 | Connected | Photovoltaic |  | 2.28 | Southern | Single | 2012-04-27 |  | 2012-04-27 | Executed
DC | McDowell | Dan J Rush | 120/240 | Distribution | Qty 12 Kyocera 245W Panels | 2.94 | Solar | Residential | 134 Black Forest Dr | Marion | NC | 28752 | Approved | NM-NC Net Metering | Carolinas | 2015-04-28 | Connected | Photovoltaic |  | 2.264 | Central | Single | 2014-10-22 | 2014-11-11 | 2014-10-22 | Executed
DC | Tippecanoe | Stephen Harness | 120/240 | Distribution | sixty-four 245-W solar modules | 15.68 | Solar | Residential | 5829 County Road 800 S E | Frankfort | IN | 46041 | Approved | Net Metering - Standard Contract Rider No. 57 | IN | 2013-05-08 | Connected | Photovoltaic |  | 13.76 | Northern | Single | 2013-03-19 |  | 2013-03-19 | Executed
DC | Pinellas | Stephen Higginbotham | 120/240 | Distribution | suniva 6.5KW 250 Enphase | 6.5 | Solar | Non-Residential | 9009 Seminole Blvd *Unit 3 | Seminole | FL | 33772 | Approved | NM-FL Net Metering | FL | 2014-09-12 | Connected | Photovoltaic |  | 5.525 | South Coastal | Single | 2014-10-02 |  | 2014-10-02 | Executed
DC | Marion | Stephen Fredriksen |  | Distribution |  | 5.04 | Solar | Residential | 9300 SE 157TH PL | SUMMERFIELD | FL | 34491 | Approved | NM-FL Net Metering | FL | 2010-01-06 | Connected | Photovoltaic |  | 4.284 | North Coastal |  | 2014-09-10 |  |  | Executed
DC | Rowan | D. L. Goodnight | 120/240 | Distribution | Schott Solar 240W | 5.76 | Solar | Residential | 355 Saw Rd | China Grove | NC | 28023 | Approved | NM-NC Net Metering | Carolinas | 2012-12-13 | Connected | Photovoltaic |  | 5.76 | Central | Single | 2012-08-13 | 2012-12-10 | 2012-08-13 | Executed
DC | Wake | Stephanie Norris |  |  |  | 6.88 | Solar | Residential | 972 Trinity Road | Raleigh | NC | 11111 | Approved | NC CSP-Cogeneration and Small Power Producer-Sell All | PEC Carolinas | 2009-09-03 | Connected | Photovoltaic |  | 5.5 | Northern |  | 2012-10-18 |  |  | Executed
DC | Lincoln | Stephanie Youngblood | 120/240 | Distribution | Qty 4 Renesola 250W Solar Panels | 1 | Solar | Residential | 209 Tennessee TRL | Lincolnton | NC | 28092 | Approved | NM-NC Net Metering | Carolinas |  | Pending | Photovoltaic |  | 0.86 | Central | Single | 2015-03-19 | 2015-05-01 | 2015-03-19 | Open
DC | Buncombe | Stephen Jones | 120/240 | Distribution |  | 4.8 | Solar | Residential | 24 Westhaven Drive | Asheville | NC | 28804 | Approved | NC NM-Net Metering for Renewable Energy Facilities | PEC Carolinas | 2010-04-30 | Connected | Photovoltaic |  | 3.84 | Western | Single | 2012-10-18 |  |  | Executed
DC | Pinellas | Stephen M Rudderham | 120/240 | Distribution | Phono Salar | 1 | Solar | Residential | 400 79TH AVE NE | St. Petersburg | FL | 33702 | Approved | NM-FL Net Metering | FL | 2014-12-31 | Connected | Photovoltaic |  | 0.85 | South Coastal | Single | 2014-12-24 |  | 2014-12-24 | Executed
DC | Guilford | D Michelle Irwin | 120/240 | Distribution | Qty 19 (280 Watt) LG280N1C-G3 Solar Panels | 5.32 | Solar | Residential | 7628 Penns Grove Rd | Summerfield | NC | 27358 | Approved | NM-NC Net Metering | Carolinas | 2014-10-20 | Connected | Photovoltaic |  | 4.1 | Northern | Single | 2014-10-06 | 2014-10-20 | 2014-10-06 | Executed
DC | Forsyth | D E Clinard | 208Y/120 | Distribution | Qty 120 Hanwha 250W Modules | 30 | Solar | Non-Residential | 3410 Healy Drive | Winston Salem | NC | 27103 | Approved | NM-NC Net Metering | Carolinas | 2014-03-25 | Connected | Photovoltaic |  | 27 | Northern | 3-phase | 2014-02-04 | 2014-03-24 | 2014-02-04 | Executed
DC | Guilford | Stephen E Bienhoff | 120/240 | Distribution | Qty 27 OPT-270W Solar Panels | 7.29 | Solar | Residential | 5706 Wolf Ridge Ct | Oak Ridge | NC | 27310 | Approved | NM-NC Net Metering | Carolinas |  | Pending Meter Set | Photovoltaic |  | 6.48 | Northern | Single | 2015-06-02 | 2015-06-17 | 2015-06-02 | Open
DC | lake | Stephen Pall | 120/240 | Distribution | Trilogy Lot 2013 | 6.5 | Solar | Residential | 118 Cupania Ct | Groveland | FL | 34736 | Approved | NM-FL Net Metering | FL | 2014-09-30 | Connected | Photovoltaic |  | 5.53 | South Central | Single | 2014-09-29 |  | 2014-09-29 | Executed
DC | Seminole | Stephen Thompson |  | Distribution |  | 5.28 | Solar | Residential | 810 DYSON DR | Winter Springs | FL | 32708 | Approved | NM-FL Net Metering | FL | 2010-06-28 | Connected | Photovoltaic |  | 4.488 | North Central |  | 2014-09-10 |  |  | Executed
DC | MOORE | Stephen C. King | 120/240 |  |  | 2.31 | Solar | Residential | 165 North Ridge St | Southern Pines | NC | 28387 | Cancelled | NC CSP-Cogeneration and Small Power Producer-Sell All | PEC Carolinas | 2007-03-27 | Cancelled | Photovoltaic |  | 1.85 | Southern | Single | 2012-10-18 |  |  | Cancelled
DC | Orange | Stephen V Facella | 120/240 | Distribution | Qty 30 SolarWorld SW275W Blk Solar Panels | 8.25 | Solar | Residential | 11701 Chateaubriand Ave | Orlando | FL | 32836 | Approved | NM-FL Net Metering | FL | 2015-04-14 | Connected | Photovoltaic |  | 7.013 | South Central | Single | 2015-04-08 |  | 2015-04-08 | Executed
DC | Pinellas | Stephen W Carroll III | 120/240 | Distribution |  | 16.52 | Solar | Residential | 3850 BELLE VISTA DR E | St. Petersburg | FL | 33706 | Approved | NM-FL Net Metering | FL | 2014-12-31 | Connected | Photovoltaic |  | 14.04 | South Coastal | Single | 2014-12-24 |  | 2014-12-24 | Executed
DC | Laurens | Cynthia Pannozo | 120/240 | Distribution | 4 Westinghouse 190W Solar Panels | 0.76 | Solar | Residential | 14013 Highway 101 South | Gray Court | SC | 29645 | Approved | NM-SC Net Metering | Carolinas | 2012-07-06 | Connected | Photovoltaic |  | 0.76 | Southern | Single | 2012-06-12 |  | 2012-06-12 | Executed
DC | Buncombe | Stephens Farrell | 120/240 | Distribution | QTY 16 KD250GX-LPB | 3.08 | Solar | Residential | 179 S Delano Rd | Asheville | NC | 28805 | Approved | NM-NC Net Metering | PEC Carolinas | 2014-07-17 | Connected | Photovoltaic |  | 3.08 | Western | Single | 2014-07-02 |  | 2014-07-02 | Executed
DC | Wake | Steve & Joanne Anthony | 120/240 | Distribution | Qty 36 (280 Watt) Solarworld Sunmodule SW280 | 10.08 | Solar | Residential | 1001 Turner Meadow Dr. | Raleigh | NC | 27606 | Approved | NC NM-Net Metering for Renewable Energy Facilities | PEC Carolinas | 2014-10-13 | Connected | Photovoltaic |  | 7.76 | Northern | Single | 2014-06-17 |  | 2014-06-17 | Executed
DC | Vigo | Stephen G Scott | 120/240 | Distribution | thirty-eight 280-W SolarWorld Sunmodule SW280 solar panels | 10.64 | Solar | Residential | 900 Honey Hills Dr E | Terre Haute | IN | 47802 | Approved | Net Metering - Standard Contract Rider No. 57 | IN |  | Pending Meter Set | Photovoltaic |  | 9.5 | Southern | Single | 2015-05-13 |  | 2015-05-13 | Open
DC | Orange | Steve A Splitter | 120/240 | Distribution | Qty 40 (255 Watt) Solarworld SW255 Solar Panels | 10.2 | Solar | Residential | 7150 Steffie Ln | Orlando | FL | 32818 | Approved | NM-FL Net Metering | FL | 2015-02-03 | Connected | Photovoltaic |  | 8.67 | South Central | Single | 2015-01-22 |  | 2015-01-22 | Executed
DC | Polk | Steve Albinson |  | Distribution |  | 10 | Solar | Residential | 306 HIDDEN PALMS DRIVE | DAVENPORT | FL | 33892 | Approved | NM-FL Net Metering | FL | 2013-03-13 | Connected | Photovoltaic |  | 8.5 | South Central |  | 2014-09-10 |  |  | Executed
DC | Butler | Steve Blaylock | 120/240 | Distribution | forty-two 270-W Suniva Optimus OPT270-60-4-1B0 solar panels | 11.34 | Solar | Residential | 6777 Mahogany Ct | Middletown | OH | 45044 | Approved | Rider NM - Net Metering Rider - OH | OH/KY | 2014-11-13 | Connected | Photovoltaic |  | 8.73 | North | Single | 2014-11-04 |  | 2014-11-04 | Executed
DC | Pinellas | Stephen Higginbotham |  | Distribution |  | 6.5 | Solar | Residential | 9009 Seminole Blvd *Unit 2 | SEMINOLE | FL | 33772 | Approved | NM-FL Net Metering | FL |  | Cancelled | Photovoltaic |  | 5.525 | South Coastal |  | 2014-09-10 |  |  | Cancelled
DC | Hamilton | Steve Brickner | 120/240 | Distribution | 10 (255 Watt) Sunmodule Solar Panels | 2.55 | Solar | Residential | 10022 Baughman Rd | Harrison | OH | 45030 | Approved | Rider NM - Net Metering Rider - OH | OH/KY | 2012-04-09 | Connected | Photovoltaic |  | 2.15 | South | Single | 2012-03-28 |  | 2012-03-28 | Executed
DC | Forsyth | Cynthia L. Cassidy | 120/240 | Distribution |  | 2.82 | Solar | Residential | 507 Alpine Road | Winston Salem | NC | 27104 | Approved | SCG-NC Small Customer Generator Rider | Carolinas | 2011-07-01 | Connected | Photovoltaic |  | 2.82 | Northern | Single | 2011-05-25 |  | 2011-05-25 | Executed
DC | Pickens | Cynthia K. Warner | 120/240 | Distribution | 10 Sharp ND-240QCJ W Panels | 2.4 | Solar | Residential | 103 Valley View Dr | Clemson | SC | 29631 | Approved | NM-SC Net Metering | Carolinas | 2012-12-28 | Connected | Photovoltaic |  | 4.5 | Southern | Single | 2012-11-07 | 2012-12-26 | 2012-11-07 | Executed
DC | BUTLER | STEPHEN & ELIZABETH KOWALSKI | single |  | twenty-two 190-W solar panels | 4.18 | Solar | Residential | 6300 LINDSEY CT | MIDDLETOWN | OH | 45044 | Approved | Rider NM - Net Metering Rider - OH | OH/KY | 2009-06-22 | Connected | Photovoltaic |  | 4 | South | 120/240 |  |  |  | Executed
DC | Jackson | Cynthia Gallinger | 120/240 | Distribution | qty 28 SolarWorld 275w modules | 7.7 | Solar | Residential | 270 Discovery Pl | Sylva | NC | 28779 | Approved | NM-NC Net Metering | Carolinas | 2015-02-25 | Connected | Photovoltaic |  | 6 | Southern | Single | 2015-01-20 | 2015-02-23 | 2015-01-20 | Executed
DC | Durham | Cynthia Frost | 120/240 | Distribution | QTY 25 SunPower SPR - 327NE-WHT-D Panels | 8.2 | Solar | Residential | 212 Colvard Park Dr | Durham | NC | 27713 | Approved | NM-NC Net Metering | Carolinas | 2014-11-12 | Connected | Photovoltaic |  | 7.6 | Northern | Single | 2014-09-16 | 2014-10-01 | 2014-09-16 | Executed
DC | Wake | Cynthia Cole | 120/240 | Distribution | 16 REC 250PE 250W Arrays | 4 | Solar | Residential | 2500 Perkins Rd | Durham | NC | 27705 | Approved | NM-NC Net Metering | Carolinas | 2014-07-22 | Connected | Photovoltaic |  | 3 | Northern | Single | 2014-06-09 | 2014-06-25 | 2014-06-09 | Executed
DC | Orange | Steve Kneipp |  | Distribution |  | 5.5 | Solar | Residential | 426 HARBOUR OAKS POINTE DR N | Orlando | FL | 32809 | Approved | NM-FL Net Metering | FL | 2011-06-21 | Connected | Photovoltaic |  | 4.675 | South Central |  | 2014-09-10 |  |  | Executed
DC | Orange | CT Ludington | 120/240 | Distribution | 14 Trina 240W MC4 TSM-240Pao5 Solar Modules | 3.36 | Solar | Residential | 2 Buttons Rd | Chapel Hill | NC | 27514 | Approved | NM-NC Net Metering | Carolinas | 2013-04-08 | Connected | Photovoltaic |  | 3.01 | Northern | Single | 2013-02-22 | 2013-04-05 | 2013-02-22 | Executed
DC | Orange | Steve Larson |  | Distribution |  | 5 | Solar | Residential | 4645 Brown Rd | Christmas | FL | 32709 | Approved | NM-FL Net Metering | FL | 2008-10-22 | Connected | Photovoltaic |  | 4.25 | North Central |  | 2014-09-10 |  |  | Executed
DC | Rowan | Cress E Goodnight III | 120/240 | Distribution | QTY 42 Sunmodule 275 Modules | 11.55 | Solar | Residential | 129 Sterling CT LOT # 186 | Salisbury | NC | 288144 | Approved | NM-NC Net Metering | Carolinas | 2014-06-20 | Connected | Photovoltaic |  | 10 | Central | Single | 2014-04-02 | 2014-06-16 | 2014-04-02 | Executed
DC | Orange | CPIM, LLC | 208Y/120 | Distribution |  | 9.9 | Solar | Residential | 127 Fidelity St | Carrboro | NC | 27510 | Approved | PP-N NC - Non-Hydroelectric Qualifying Facilities | Carolinas | 2010-11-19 | Connected | Photovoltaic | CPIM PV Installation | 9.9 | Northern | 3-phase | 2011-04-07 |  | 2010-10-11 | Executed
DC | ORANGE | Steven Ketelsen |  | Distribution |  | 5 | Solar | Residential | 14301 AUGUSTA RD | ORLANDO | FL | 32826 | Approved | NM-FL Net Metering | FL | 2014-01-15 | Connected | Photovoltaic |  | 4.25 | North Central |  | 2014-09-10 |  |  | Executed
DC | Cleveland | County Home Solar Center, LLC |  | Distribution | Qty 6664 (300 Watt) Yingli YL 300P-35b | 1999 | Solar | Non-Residential | 1309 Brandy Lane | Shelby | NC | 28152 | Approved | PP-N NC - Non-Hydroelectric Qualifying Facilities | Carolinas |  | Under Construction | Photovoltaic |  | 1999 | Central | 3-phase | 2013-09-19 |  | 2013-09-19 | Open
DC | Pinellas | Steven Bettner | 120/240 | Distribution | 42HSL250/SolarEdge10000 | 10.5 | Solar | Residential | 10000 W BAY ST | Largo | FL | 33776 | Approved | NM-FL Net Metering | FL | 2014-12-09 | Connected | Photovoltaic |  | 8.93 | South Coastal | Single | 2014-11-29 |  | 2014-11-29 | Executed
DC | Orange | Constance K Guerin | 120/240 | Distribution | 25 Astronergy NMC CHSM6612P-305 305W Panels | 7.63 | Solar | Residential | 603 Brookview Dr | Chapel Hill | NC | 27514 | Approved | NM-NC Net Metering | Carolinas | 2015-03-25 | Connected | Photovoltaic |  | 5.871 | Northern | Single | 2014-11-07 | 2015-03-24 | 2014-11-07 | Executed
DC | Lake | Steven Brantingham | 120/240 | Distribution | Trilogy Orlando - Lot 1238 | 7.5 | Solar | Residential | 172 Crepe Myrtle Dr, Solar Power | Groveland | FL | 34736 | Approved | NM-FL Net Metering | FL | 2014-09-17 | Connected | Photovoltaic |  | 6.375 | South Central | Single | 2014-09-23 |  | 2014-09-23 | Executed
DC | Pinellas | Steven Brede |  | Distribution |  | 10 | Solar | Residential | 3610 11TH AVE N | ST PETERSBURG | FL | 33713 | Approved | NM-FL Net Metering | FL | 2012-02-23 | Connected | Photovoltaic |  | 8.5 | South Coastal |  | 2014-09-10 |  |  | Executed
DC | Polk | Steven Bice |  | Distribution |  | 4.93 | Solar | Residential | 15 MEADOWLAKE CT | Winter Haven | FL | 33884 | Approved | NM-FL Net Metering | FL | 2010-12-28 | Connected | Photovoltaic |  | 4.191 | South Central |  | 2014-09-10 |  |  | Executed
DC | Henderson | Constance Glavin | 120/240 | Distribution | 40 (250 Watt) Mage Powertec Solar Panels | 10 | Solar | Residential | 53 Old Place RD | Hendersonville | NC | 28792 | Approved | SCG-NC Small Customer Generator Rider | Carolinas | 2012-08-15 | Connected | Photovoltaic |  | 10 | Southern | Single | 2012-05-25 | 2012-08-15 | 2012-05-25 | Executed
DC | Spartanburg | Connie Purkh Pittman | 120/240 | Distribution | 32 Grape GS-S-250-Fab | 8 | Solar | Residential | 276 Watervale Dr | Spartanburg | SC | 29301 | Approved | NM-SC Net Metering | Carolinas | 2013-07-22 | Connected | Photovoltaic |  | 7 | Southern | Single | 2013-06-25 | 2013-07-17 | 2013-06-25 | Executed
DC | Guilford | Congolina, LLC |  | Distribution | Qty 3766 (235 Watt) Trina TSM-235PC/PA05 | 885.01 | Solar | Non-Residential | 5911 Bush Road | Brown Summit | NC | 27214 | Approved | PP-N NC - Non-Hydroelectric Qualifying Facilities | Carolinas | 2014-02-19 | Connected | Photovoltaic |  | 750 | Northern | 3-phase | 2013-07-26 | 2014-02-20 | 2013-07-26 | Executed
DC | Davie | Concepts By Gary, LLC | 120/240 | Distribution |  | 10.34 | Solar | Non-Residential | 204 Merry Ln | Advance | NC | 27006 | Approved | PP-N NC - Non-Hydroelectric Qualifying Facilities | Carolinas | 2011-10-20 | Connected | Photovoltaic | Concepts By Gary PV Installation | 10 | Northern | Single | 2011-08-17 |  | 2011-08-17 | Executed
DC | Seminole | Steven Cox |  | Distribution |  | 4.92 | Solar | Residential | 775 LAKE CHARM DR | Oviedo | FL | 32765 | Approved | NM-FL Net Metering | FL | 2011-07-27 | Connected | Photovoltaic |  | 4.182 | North Central |  | 2014-09-10 |  |  | Executed
DC | HIGHLANDS | Steven Person |  | Distribution |  | 5 | Solar | Residential | 2565 W. ROCHESTER ROAD | AVON PARK | FL | 33825 | Approved | NM-FL Net Metering | FL | 2013-07-19 | Connected | Photovoltaic |  | 4.25 | South Central |  | 2014-09-10 |  |  | Executed
DC | Pinellas | Steven Reilly |  | Distribution |  | 9.95 | Solar | Residential | 3145 2ND ST., W, NEW HSE | ST PETERSBURG | FL | 33706 | Approved | NM-FL Net Metering | FL | 2013-02-06 | Connected | Photovoltaic |  | 8.453 | South Coastal |  | 2014-09-10 |  |  | Executed
DC | Washington | Steve Leonard | 120/240 |  | thirty-two 300-W ReneSola JC300M-24 panels | 9.6 | Solar | Residential | 5891 Eastern School Road South | Pekin | IN | 47165 | Approved | Net Metering - Standard Contract Rider No. 57 | IN | 2014-03-21 | Connected | Photovoltaic |  | 5 | Southern |  | 2014-01-15 |  | 2014-01-15 | Executed
DC | Rockingham | Commonwealth Brands Inc. | 480Y/277 | Distribution |  | 169.05 | Solar | Non-Residential | 301 N Scales Street | Reidsville | NC | 27320 | Approved | PP-N NC - Non-Hydroelectric Qualifying Facilities | Carolinas | 2011-08-04 | Connected | Photovoltaic | Commonwealth Brands PV Installation | 169 | Northern | 3-phase | 2011-05-16 |  | 2011-04-28 | Executed
DC | HAMILTON | STEVE MATTER | single |  | ten 185-W solar panels | 1.85 | Solar | Residential | 845 CLIFTON HILLS TER | CINCINNATI | OH | 45220 | Approved | Rider NM - Net Metering Rider - OH | OH/KY | 2010-09-17 | Connected | Photovoltaic |  | 1.85 | Central | 120/240 |  |  |  | Executed
DC | HAMILTON | STEVE MELINK | single |  | twenty 170-W Sharp NE-170U1 solar panels | 3.4 | Solar | Residential | 6890 DRAKE RD | CINCINNATI | OH | 45243 | Approved | Rider NM - Net Metering Rider - OH | OH/KY | 2007-09-17 | Connected | Photovoltaic |  | 3.4 | Central | 120/240 |  |  |  | Executed
DC | Pasco | Steven Stewart |  | Distribution |  | 2.4 | Solar | Residential | 10747 ALICO PASS | New Port Richey | FL | 34655 | Approved | NM-FL Net Metering | FL | 2011-12-16 | Connected | Photovoltaic |  | 2.04 | South Coastal |  | 2014-09-10 |  |  | Executed
DC | New Hanover | Steve Wolf-Camplin | 120/240 | Distribution | qty 14 LG 275 w PV Modules | 3.85 | Solar | Residential | 125 Cheyenne Trail | Wilmington | NC | 28409 | Pending | NC NM-Net Metering for Renewable Energy Facilities | PEC Carolinas |  | Pending | Photovoltaic |  |  | Eastern | Single | 2015-06-12 |  | 2015-06-12 | Open
DC | Pinellas | Steven Greenfield |  | Distribution |  | 5.46 | Solar | Residential | 4411 WHEATLAND WAY | Palm Harbor | FL | 34685 | Approved | NM-FL Net Metering | FL | 2009-11-06 | Connected | Photovoltaic |  | 4.641 | South Coastal |  | 2014-09-10 |  |  | Executed
DC | Pinellas | Steven J White | 120/240 | Distribution | Qty 42 Canadian Solar CS6P 255W Solar Panels | 10.71 | Solar | Residential | 7572 141st St | Seminole | FL | 33776 | Approved | NM-FL Net Metering | FL | 2015-04-28 | Connected | Photovoltaic |  | 9.104 | South Coastal | Single | 2015-04-23 |  | 2015-04-23 | Executed
DC | Randolph | Steven K Tate | 120/240 | Distribution | Qty 32 RenaSola 255W Modules | 8.16 | Solar | Residential | 3550 Jess Hackett Rd | Climax | NC | 27233 | Pending | NM-NC Net Metering | PEC Carolinas | 2015-06-03 | Connected | Photovoltaic |  | 7.68 | Southern | Single | 2015-05-04 |  | 2015-05-04 | Executed
DC | Iredell | Colen M Smith | 120/240 | Distribution | Qty 6 Sunmodule 270W Mono Solar Panels | 1.62 | Solar | Residential | 406 Moose Club Rd | Statesville | NC | 28677 | Approved | NM-NC Net Metering | Carolinas | 2014-10-08 | Connected | Photovoltaic |  | 1.5 | Central | Single | 2014-07-16 | 2014-10-07 | 2014-07-16 | Executed
DC | Volusia | Steven Schenck |  | Distribution |  | 5.28 | Solar | Residential | 17 MONROE AVE | Debary | FL | 32713 | Approved | NM-FL Net Metering | FL | 2012-07-13 | Connected | Photovoltaic |  | 4.488 | North Central |  | 2014-09-10 |  |  | Executed
DC | Pinellas | Steven M Doyle | 120/240 | Distribution | Solar World | 10 | Solar | Residential | 8740 CAITLYN CT | Largo | FL | 33772 | Approved | NM-FL Net Metering | FL | 2014-11-26 | Connected | Photovoltaic |  | 8.5 | South Coastal | Single | 2014-11-13 |  | 2014-11-13 | Executed
DC | Pinellas | Steven Hawk |  | Distribution |  | 6.6 | Solar | Residential | 6330 18TH ST NE | St Petersburg | FL | 33702 | Approved | NM-FL Net Metering | FL | 2013-01-18 | Connected | Photovoltaic |  | 5.61 | South Coastal |  | 2014-09-10 |  |  | Executed
DC | Wilkes | Clyde H Cook |  | Distribution | 8 240W Solar Modules | 1.92 | Solar | Residential | 1513 River St | Wilkesboro | NC | 28697 | Approved | NM-NC Net Metering | Carolinas | 2013-12-13 | Connected | Photovoltaic |  | 1.92 | Northern | Single | 2013-11-21 | 2013-12-13 | 2013-11-21 | Executed
DC | York | Clover School District 2- NM | 480Y/277 | Distribution | Qty 130 (250 Watt) SolarWorld Sunmodule SW 250 Mono | 32.5 | Solar | Non-Residential | 100 Griggs Rd | Clover | SC | 29710 | Approved | PP-SC Purchased Power | Carolinas | 2014-10-07 | Connected | Photovoltaic | Clover School District 2 PV Installation | 27 | Central | 3-phase | 2014-08-04 | 2014-10-02 | 2014-08-04 | Executed
DC | BUNCOMBE | Steven C. Forbes | 120/240 |  |  | 4.06 | Solar | Residential | 143 David Biddle Trail | Weaverville | NC | 28787 | Approved | NC CSP-Cogeneration and Small Power Producer-Sell All | PEC Carolinas | 2010-11-18 | Connected | Photovoltaic |  | 3.25 | Western | Single | 2012-10-18 |  |  | Executed
DC | Pinellas | Steven Phythian | 120/240 | Distribution | Q-Cell | 1.25 | Solar | Residential | 5518 18TH AVE N | St. Petersburg | FL | 33710 | Approved | NM-FL Net Metering | FL | 2014-12-31 | Connected | Photovoltaic |  | 1.06 | South Coastal | Single | 2014-12-26 |  | 2014-12-26 | Executed
DC | Orange | Steven C. Graf | 120/240 | Distribution |  | 5.5 | Solar | Residential | 9101 Art Rd | Cedar Grove | NC | 27231 | Approved | PP-N NC - Non-Hydroelectric Qualifying Facilities | Carolinas | 2013-02-18 | Cancelled | Photovoltaic | Graf PV Installation | 5 | Northern | Single | 2011-04-07 |  | 2007-12-17 | Cancelled
DC |  | Steven C. McClure | 120/240 |  | forty-four 250-W REC250PE solar modules | 11 | Solar | Residential | 5839 Lesourdsville West Chester Rd | Hamilton | OH | 45011 | Approved | Rider NM - Net Metering Rider - OH | OH/KY | 2014-05-01 | Connected | Photovoltaic |  | 10 | North |  | 2014-04-15 |  | 2014-04-15 | Executed
DC | Pinellas | Steven Bates |  | Distribution |  | 5.25 | Solar | Residential | 11430 70TH TER | Seminole | FL | 33772 | Approved | NM-FL Net Metering | FL | 2012-02-13 | Connected | Photovoltaic |  | 4.463 | South Coastal |  | 2014-09-10 |  |  | Executed
DC | Marion | Steven Lesiak |  | Distribution |  | 4.14 | Solar | Residential | 13863 SE 85TH CIR | SUMMERFIELD | FL | 34491 | Approved | NM-FL Net Metering | FL | 2010-06-04 | Connected | Photovoltaic |  | 3.519 | North Coastal |  | 2014-09-10 |  |  | Executed
DC | Rowan | Clifford Mark Brittain | 120/240 | Distribution | Qty 28 CanadianSolar 260M 260w PV panels | 7.28 | Solar | Residential | 1010 Crane View Road | Salisbury | NC | 28146 | Approved | NM-NC Net Metering | Carolinas | 2015-04-14 | Connected | Photovoltaic |  | 7 | Central | Single | 2015-02-20 | 2015-03-19 | 2015-02-20 | Executed
DC | Pinellas | Steven Sroufe |  | Distribution |  | 10 | Solar | Residential | 4127 27TH AVENUE NORTH | ST. PETERSBURG | FL | 33713 | Approved | NM-FL Net Metering | FL | 2013-09-10 | Connected | Photovoltaic |  | 8.5 | South Coastal |  | 2014-09-10 |  |  | Executed
DC | Hamilton | Steven T Boyce | 120/240 | Distribution | thirty-four 260-W Suniva Optimus solar panels | 8.84 | Solar | Residential | 5647 Chestnut Ridge | Cincinnati | OH | 45230 | Approved | Rider NM - Net Metering Rider - OH | OH/KY | 2013-10-17 | Connected | Photovoltaic |  | 7.31 | East | Single | 2013-09-26 |  | 2013-09-26 | Executed
DC |  | Steven Wile | 120/240 | Distribution | Eight Westinghouse Solar Panel AC-175W | 1.4 | Solar | Residential | 5744 Bramble Ave | Cincinnati | OH | 45227 | Approved | Rider NM - Net Metering Rider - OH | OH/KY | 2011-05-24 | Connected | Photovoltaic |  | 1.4 | South | Single | 2011-05-17 |  | 2011-05-17 | Executed
DC | Pinellas | Steven Zuehlke | 120/240 | Distribution | Qty 37 SW-315W solar panels | 11.66 | Solar | Residential | 3120 38th Ave S. | St Petersburg | FL | 33712 | Approved | NM-FL Net Metering | FL | 2015-04-22 | Connected | Photovoltaic |  | 9.906 | South Coastal | Single | 2015-04-13 |  | 2015-04-13 | Executed
DC | Pinellas | Stevens & Stevens Business, Dba Records Management Inc |  | Distribution |  | 100.04 | Solar | Non-Residential | 11515 53RD ST N *BLDG B | PINELLAS PARK | FL | 33782 | Approved | NM-FL Net Metering | FL | 2014-06-24 | Connected | Photovoltaic |  | 85.034 | South Coastal |  | 2014-09-10 |  |  | Executed
DC | Durham | Clearsense Properties, LLC | 208Y/120 | Distribution | 136 (240 Watt) Sharp NU-U240F2 Solar Panels | 32.64 | Solar | Non-Residential | 502 Rigsbee Ave | Durham | NC | 27701 | Approved | SCG-NC Small Customer Generator Rider | Carolinas | 2012-04-12 | Connected | Photovoltaic |  | 30 | Northern | 3-phase | 2011-11-18 |  | 2011-11-18 | Executed
DC | Volusia | Stewart Burkhammer |  | Distribution |  | 3.17 | Solar | Residential | 1130 HERON POINT WAY | Deland | FL | 32724 | Approved | NM-FL Net Metering | FL | 2010-01-04 | Connected | Photovoltaic |  | 2.695 | North Central |  | 2014-09-10 |  |  | Executed
DC | Pinellas | Stewart Olson |  | Distribution |  | 3.5 | Solar | Residential | 100 Fareham Pl N | ST. PETERSBURG | FL | 33701 | Approved | NM-FL Net Metering | FL | 2014-08-22 | Connected | Photovoltaic |  | 2.975 | South Coastal |  | 2014-09-10 |  |  | Executed
DC | Orange | Claudia Prose | 120/240 | Distribution | 1 string of 7 and 1 string of 12 (19 total) REC-255 255W Panels | 4.85 | Solar | Residential | 123 Cedar Hills Cir | Chapel Hill | NC | 27514 | Approved | NM-NC Net Metering | Carolinas | 2014-12-11 | Connected | Photovoltaic |  | 4 | Northern | Single | 2014-10-29 | 2014-11-25 | 2014-10-29 | Executed
DC | Marion | Steven L Schwier | 120/240 | Distribution | Suniva 265 | 6.1 | Solar | Residential | 20198 SW 57th St | Dunnellon | FL | 34431 | Approved | NM-FL Net Metering | FL | 2014-09-24 | Cancelled | Photovoltaic |  | 5.18 | North Coastal | Single | 2014-09-26 |  | 2014-09-26 | Cancelled
DC | Buncombe | STHRN ALLN FOR CLEAN ENERGY | 120/240 | Distribution | QTY 24 Sunpower E20-327W | 7.8 | Solar | Non-Residential | 46 ORCHARD ST # 1 | Asheville | NC | 28801 | Approved | NC NM-Net Metering for Renewable Energy Facilities | PEC Carolinas | 2014-05-01 | Connected | Photovoltaic |  | 7.6 | Western | Single | 2014-03-20 |  | 2014-03-20 | Executed
DC | Cabarrus | Claudia Isom | 120/240 | Distribution | Qty 4 Rensola 250W Solar panels | 1 | Solar | Residential | 1504 Forest Glen Ln | Kannapolis | NC | 28081 | Approved | NM-NC Net Metering | Carolinas | 2015-06-17 | Connected | Photovoltaic |  | 0.86 | Central | Single | 2015-04-09 | 2015-05-01 | 2015-04-09 | Executed
DC | Cleveland | Claude Hamrick | 120/240 | Distribution |  | 1 | Solar | Residential | 6007 Maple Valley Dr | Shelby | NC | 28152 | Approved | NM-NC Net Metering | Carolinas | 2013-01-11 | Connected | Photovoltaic |  | 0.86 | Central | Single | 2012-01-13 | 2012-11-29 | 2012-01-13 | Executed
DC | Greenville | Claude Frankl Wilkie | 120/240 | Distribution |  | 5.76 | Solar | Residential | 302 Cannon Lane | Taylors | SC | 29687 | Approved | NM-SC Net Metering | Carolinas | 2011-07-07 | Connected | Photovoltaic |  | 5 | Southern | Single | 2011-06-23 |  | 2011-06-23 | Executed
DC | Polk | Stuart Dyer |  | Distribution |  | 3.84 | Solar | Residential | 116 ALLISON AVE | DAVENPORT | FL | 33897 | Approved | NM-FL Net Metering | FL | 2012-06-12 | Connected | Photovoltaic |  | 3.264 | South Central |  | 2014-09-10 |  |  | Executed
DC | Volusia | Stuart Furman |  | Distribution |  | 3.15 | Solar | Residential | 1606 LINCOLNSHIRE DR | Deland | FL | 32724 | Approved | NM-FL Net Metering | FL | 2009-07-10 | Connected | Photovoltaic |  | 2.678 | North Central |  | 2014-09-10 |  |  | Executed
DC | LAKE | Stuart Kessler |  | Distribution |  | 7.35 | Solar | Residential | 189 BAYOU BEND RD, SOLAR POWER | GROVELAND | FL | 34736 | Approved | NM-FL Net Metering | FL | 2014-03-06 | Connected | Photovoltaic |  | 6.248 | South Central |  | 2014-09-10 |  |  | Executed
DC | Orange | Steven Raets | 120/240 | Distribution |  | 9.17 | Solar | Residential | 225 Whirlaway Lane | Chapel Hill | NC | 27516 | Approved | PP-N NC - Non-Hydroelectric Qualifying Facilities | Carolinas | 2011-12-16 | Cancelled | Photovoltaic | Raets PV Installation | 9 | Northern | Single | 2011-05-19 |  | 2011-05-19 | Cancelled
DC | Hamilton | Stuart Wheaton | 120/240 | Distribution | twenty-two 260-W Suniva OPT260-60-4 solar panels | 5.72 | Solar | Residential | 208 Clark Rd | Cincinnati | OH | 45215 | Pending | Rider NM - Net Metering Rider - OH | OH/KY | 2013-12-18 | Connected | Photovoltaic |  | 5.5 | South | Single | 2013-10-16 |  | 2013-10-16 | Executed
DC | CLERMONT | STEVEN RUEHL | single |  | ten 210-W Evergreen solar panels | 2.1 | Solar | Residential | 4643 ELMONT DR | CINCINNATI | OH | 45245 | Approved | Rider NM - Net Metering Rider - OH | OH/KY | 2009-11-11 | Connected | Photovoltaic |  | 2 | East | 120/240 |  |  |  | Executed
DC | Greenville | Clarke A Phillips | 120/240 | Distribution | Qty 15 - Suniva Optimus OPT260W | 3.9 | Solar | Residential | 108 Wolf Creek Ct | Greenville | SC | 29609 | Approved | NM-SC Net Metering | Carolinas | 2013-09-04 | Connected | Photovoltaic |  | 3.2 | Southern | Single | 2013-08-21 | 2013-08-29 | 2013-08-21 | Executed
DC | Laurens | Clark H. Mizell | 120/240 | Distribution |  | 6.02 | Solar | Residential | 2031 Harris Grove Church Rd | Gray Court | SC | 29645 | Approved | PP-SC Purchased Power | Carolinas | 2009-10-23 | Connected | Photovoltaic | Mizell PV Installation | 6 | Southern | Single | 2011-04-07 |  | 2009-10-09 | Executed
DC | Marion | Sue Hamill |  | Distribution |  | 5.88 | Solar | Residential | 17790 SE 114TH AVENUE | SUMMERFIELD | FL | 34491 | Approved | NM-FL Net Metering | FL | 2013-10-09 | Connected | Photovoltaic |  | 4.998 | North Coastal |  | 2014-09-10 |  |  | Executed
DC | Pinellas | Suhail A Jaffari | 120/240 | Distribution | Solar World | 10.18 | Solar | Residential | 819 24TH AVE N | St. Petersburg | FL | 33704 | Approved | NM-FL Net Metering | FL | 2014-12-16 | Connected | Photovoltaic |  | 8.65 | South Coastal | Single | 2014-12-15 |  | 2014-12-15 | Executed
DC | Orange | Sujay K Inaganti | 120/240 | Distribution | QTY 35 SolarWorld 285W Solar Panels | 9.98 | Solar | Residential | 7410 Colbury Ave | Windermere | FL | 34786 | Approved | NM-FL Net Metering | FL | 2015-04-21 | Connected | Photovoltaic |  | 8.479 | South Central | Single | 2015-04-13 |  | 2015-04-13 | Executed
DC | Iredell | Stevens Santiago | 120/240 | Distribution | Qty 8 Renesola 250W Solar Panels | 2 | Solar | Residential | 163 Fairway Dr | Mooresville | NC | 28117 | Pending | NM-NC Net Metering | Carolinas |  | Pending | Photovoltaic |  | 1.728 | Central | Single | 2015-03-26 |  | 2015-03-26 | Open
DC | WAKE | Stewart & Kathleen Miller | 120/240 |  |  | 4.74 | Solar | Non-Residential | 202 N. Dixon Avenue | Cary | NC | 27513 | Approved | NC CSP-Cogeneration and Small Power Producer-Sell All | PEC Carolinas | 2009-07-21 | Connected | Photovoltaic |  | 3.79 | Northern | Single | 2012-10-18 |  |  | Executed
DC | Sumter | Sumter County Career Center | 120/240 | Distribution |  | 3.23 | Solar | Non-Residential | 2612 McCray's Mill Road | Sumter | SC | 29154 | Approved | SC NM-Net Metering for Renewable Energy Facilities | PEC Carolinas | 2012-07-30 | Connected | Photovoltaic |  | 2.58 | Southern | Single | 2012-10-18 |  |  | Executed
DC | Mecklenburg | Clarence D Green | 120/240 | Distribution | Qty 4 Renesola JC 250 W Solar Panels | 1 | Solar | Residential | 11623 Downy Birch Rd | Charlotte | NC | 28227 | Approved | NM-NC Net Metering | Carolinas | 2015-04-02 | Connected | Photovoltaic |  | 0.86 | Central | Single | 2014-11-10 | 2015-04-01 | 2014-11-10 | Executed
DC | Guilford | City View Commercial, LLC | 208Y/120 | Distribution | Twenty 230 Watt Astronergy CHSM6610P Solar Panels | 4.6 | Solar | Non-Residential | 200 King Street | Greensboro | NC | 27406 | Approved | PP-N NC - Non-Hydroelectric Qualifying Facilities | Carolinas | 2012-09-25 | Connected | Photovoltaic | City View PV Installation | 4 | Northern | 3-phase | 2012-02-29 | 2012-08-29 | 2012-02-29 | Executed
DC | Guilford | City of Greensboro - Gateway Visitor Center | 208Y/120 | Distribution | Qty 24 REC240 Peak Energy Panels | 5.75 | Solar | Non-Residential | 2800 E Lee St | Greensboro | NC | 27406 | Approved | NM-NC Net Metering | Carolinas | 2014-01-31 | Connected | Photovoltaic |  | 5.16 | Northern | 3-phase | 2013-11-06 | 2014-01-10 | 2013-11-06 | Executed
DC | Pasco | Sun Toyota Inc |  | Distribution |  | 26.8 | Solar | Non-Residential | 3001 US HIGHWAY 19, 120 SERVICE | Holiday | FL | 34691 | Approved | NM-FL Net Metering | FL | 2011-08-16 | Connected | Photovoltaic |  | 22.78 | South Coastal |  | 2014-09-10 |  |  | Executed
DC | Pickens | City of Clemson | 208Y/120 | Distribution |  | 14.34 | Solar | Non-Residential | 200 West Lane | Clemson | SC | 29631 | Approved | NM-SC Net Metering | Carolinas | 2011-11-29 | Connected | Photovoltaic |  | 42 | Southern | 3-phase | 2011-12-15 |  | 2011-12-15 | Executed
DC | Robeson | Stone Solar Farm, LLC |  | Distribution | Canadian Solar, CS6XX-300P |  | Solar | Non-Residential | Unknown | Lumberton | NC | 28579 | Approved |  | PEC Carolinas |  | Pending | Photovoltaic |  | 5000 | Southern |  | 2014-10-21 |  | 2014-05-23 | Open
DC |  | Stone Solar Farm, LLC |  | Distribution |  |  | Solar | Non-Residential | Unknown | Lumberton | NC | 28579 | Cancelled |  | PEC Carolinas |  | Cancelled | Photovoltaic |  | 5000 | Unknown |  | 2014-10-21 |  | 2013-03-22 | Cancelled
DC | Rockingham | Stoneville Farm LLC | 12,470Y/7,200 | Distribution | QTY: 18,050 Canadian Solar CS6X 300 | 5415 | Solar | Non-Residential | 392 Stone School Rd. | Stoneville | NC | 27048 | Cancelled | PP-N NC - Non-Hydroelectric Qualifying Facilities | Carolinas |  | Cancelled | Photovoltaic |  | 4000 | Northern | 3-phase | 2014-02-21 |  | 2014-02-21 | Cancelled
DC | Pasco | Suncoast Smile Savers Inc, Dba Dentistry By Ken Martin |  | Distribution |  | 2.53 | Solar | Non-Residential | 4138 MADISON ST | NEW PORT RICHEY | FL | 34652 | Approved | NM-FL Net Metering | FL | 2010-05-24 | Connected | Photovoltaic |  | 2.151 | South Coastal |  | 2014-09-10 |  |  | Executed
DC | Vance | SunE Bearpond Lessee, LLC |  | Distribution |  | 6400 | Solar | Non-Residential | Unknown | Henderson | NC | 27537 | Approved | NC CSP27-Cogeneration and Small Power Producer-Sell All | PEC Carolinas | 2014-12-12 | Connected | Photovoltaic | Bearpond Solar Center - Heliosage LLC - (henderson) | 4990 | Unknown |  | 2014-10-21 |  | 2012-10-18 | Executed
DC |  | Strata Solar Development LLC |  | Distribution |  |  | Solar | Non-Residential | Unknown | Bladen County | NC | 0 | Cancelled |  | PEC Carolinas |  | Cancelled | Photovoltaic |  | 1980 | Unknown |  | 2014-10-21 |  | 2013-11-08 | Cancelled
DC | Iredell | Strata Solar Murdock, LLC |  | Distribution | Qty 2688 (360 Watt) Sunpreme Maxima 360W Bifacial Solar Panels | 967.68 | Solar | Non-Residential | 350 Old Murdock Road | Troutman | NC | 28166 | Pending | PP-N NC - Non-Hydroelectric Qualifying Facilities | Carolinas |  | Pending | Photovoltaic |  | 768 | Central | 3-phase | 2015-06-02 |  | 2015-05-15 | Open
DC | Forsyth | Strates, Inc - NM | 208Y/120 | Distribution |  | 6.02 | Solar | Non-Residential | 5584 Shattalon Dr | Winston Salem | NC | 27106 | Approved | PP-N NC - Non-Hydroelectric Qualifying Facilities | Carolinas | 2008-12-04 | Superseded | Photovoltaic | Strates Inc. PV Installation | 6 | Northern | 3-phase | 2011-04-07 |  | 2008-07-14 | Superceded
DC | New Hanover | SunE NC Progress 1, LLC |  | Distribution |  | 1200 | Solar | Non-Residential | 801 Sutton Steam Plant Road | Wilmington | NC | 28401 | Approved | Negotiated (NC) | PEC Carolinas | 2009-01-06 | Connected | Photovoltaic |  | 1000 | Unknown |  | 2014-10-21 |  | 2008-07-10 | Executed
DC | Johnston | Stress Real Estate Holdings, LLC |  |  |  | 5.93 | Solar | Non-Residential | 117 Jasmine Drive | Rocky Mount | NC | 27804 | Approved | NC CSP-Cogeneration and Small Power Producer-Sell All | PEC Carolinas | 2010-05-10 | Connected | Photovoltaic |  | 4.74 | Northern |  | 2012-10-18 |  |  | Executed
DC | BUTLER | STUART B. FOOTE | single |  | thirty 216-W Sharp 216U2 solar panels | 6.48 | Solar | Residential | 6963 WILLOWOOD DR | CINCINNATI | OH | 45241 | Approved | Rider NM - Net Metering Rider - OH | OH/KY | 2008-05-02 | Connected | Photovoltaic |  | 6 | South | 120/240 |  |  |  | Executed
DC | Buncombe | SunEnergy1 - Asheville |  | Distribution |  | 250 | Solar | Non-Residential | 291 Merrimon Avenue | Weaverville | NC | 28787 | Approved | Negotiated (NC) | PEC Carolinas | 2010-10-31 | Connected | Photovoltaic |  | 193 | Unknown |  | 2014-10-21 |  | 2010-08-25 | Executed
DC | Buncombe | Sunstruck Energy, LLC |  | Distribution |  | 50 | Solar | Non-Residential | 24 Wandering Ridge Dr. | Black Mountain | NC | 28711 | Approved |  | PEC Carolinas | 2011-02-24 | Connected | Photovoltaic |  | 40 | Unknown |  | 2014-10-21 |  | 2010-06-12 | Executed
DC | Orange | Suntrust Service Corporation |  | Distribution |  | 60.48 | Solar | Non-Residential | 7455 CHANCELLOR DR, METER BASE A | ORLANDO | FL | 32809 | Approved | NM-FL Net Metering | FL | 2011-09-27 | Connected | Photovoltaic |  | 51.408 | South Central |  | 2014-09-10 |  |  | Executed
DC | WAKE | Stuart S. Higgins, DDS, PA | 120/240 |  |  | 10.88 | Solar | Non-Residential | 200 Cornerstone Drive, Suite 200A | Cary | NC | 27519 | Approved | NC CSP-Cogeneration and Small Power Producer-Sell All | PEC Carolinas | 2010-08-17 | Connected | Photovoltaic |  | 8.7 | Northern | Single | 2012-10-18 |  |  | Executed
DC | Seminole | Superior Solar Systems |  | Distribution |  | 18.1 | Solar | Non-Residential | 275 HUNT PARK CV | Longwood | FL | 32750 | Approved | NM-FL Net Metering | FL | 2009-07-28 | Connected | Photovoltaic |  | 15.385 | North Central |  | 2014-09-10 |  |  | Executed
DC | Seminole | Superior Solar Systems |  | Distribution |  | 6.3 | Solar | Non-Residential | 275 HUNT PARK CV | Longwood | FL | 32750 | Approved | NM-FL Net Metering | FL | 2009-08-06 | Connected | Photovoltaic |  | 5.355 | North Central |  | 2014-09-10 |  |  | Executed
DC | Pinellas | Surgical Pathology Lab |  | Distribution |  | 25.2 | Solar | Non-Residential | 8455 66th St N | Pinellas Park | FL | 34781 | Approved | NM-FL Net Metering | FL | 2009-04-22 | Connected | Photovoltaic |  | 21.42 | South Coastal |  | 2014-09-10 |  |  | Executed
DC | Orange | Susan Acharekar | 120/240 | Distribution |  | 9.9 | Solar | Residential | 1666 Providence Cir | Orlando | FL | 32818 |  | NM-FL Net Metering | FL | 2006-10-01 | Connected | Photovoltaic |  | 8.415 | South Central | Single |  |  |  | Executed
DC | Mecklenburg | City of Charlotte-NM S Davidson | 480Y/277 | Distribution |  | 9.36 | Solar | Non-Residential | 232 S Davidson | Charlotte | NC | 28202 | Approved | NM-NC Net Metering | Carolinas | 2012-01-12 | Connected | Photovoltaic |  | 8 | Central | 3-phase | 2011-11-11 |  | 2011-11-11 | Executed
DC | Mecklenburg | City of Charlotte Fire Station #41 | 480Y/277 | Distribution | 504 (240 Watt) Jetion Mono JT240SCc Solar Panel | 120.96 | Solar | Non-Residential | 5740-B West Blvd. | Charlotte | NC | 28208 | Approved | SCG-NC Small Customer Generator Rider | Carolinas | 2012-05-15 | Connected | Photovoltaic |  | 100 | Central | 3-phase | 2012-04-03 |  | 2012-04-03 | Executed
DC | Sullivan | Sullivan Solar LLC |  | Distribution | twenty-one thousand 310-W crystalline solar modules | 6510 | Solar | Non-Residential | West County Road 300 N & Highway 41 | Sullivan | IN | 47882 | Pending | Standard Contract Rider No. 50 ? Parallel Operation for Qualifying Facility | IN |  | Pending | Photovoltaic |  | 5001 | Southern | 3-phase | 2014-08-11 |  | 2014-08-11 | Open
DC | Orange | Susan C. Pierson | 120/240 | Distribution | Qty 26 Sunctech 285W, Solar Panels | 7.41 | Solar | Residential | 9707 Wild Oak Dr. | Windermere | FL | 34786 | Approved | NM-FL Net Metering | FL | 2015-05-21 | Connected | Photovoltaic |  | 6.298 | South Central | Single | 2015-05-05 |  | 2015-05-05 | Executed
DC | ORANGE | Susan Campos-Vega |  | Distribution |  | 6.12 | Solar | Residential | 1012 NEUSE AVE | ORLANDO | FL | 32804 | Approved | NM-FL Net Metering | FL | 2014-05-29 | Connected | Photovoltaic |  | 5.202 | North Central |  | 2014-09-10 |  |  | Executed
DC |  | Sumter Heat and Power, LLC |  | Distribution |  |  | Solar | Non-Residential | 2050 Highway 15 South | Sumter | SC | 29150 | Cancelled |  | PEC Carolinas |  | Cancelled | Photovoltaic |  | 1928 | Unknown |  | 2014-10-21 |  | 2014-06-20 | Cancelled
DC | Seminole | Susan Baughman |  | Distribution |  | 32 | Solar | Residential | 2380 W LAKE BRANTLEY ROAD | LONGWOOD | FL | 32779 | Approved | NM-FL Net Metering | FL | 2013-03-07 | Connected | Photovoltaic |  | 27.2 | North Central |  | 2014-09-10 |  |  | Executed
DC | Halifax | Sun Devil Solar LLC |  | Distribution |  |  | Solar | Non-Residential | 3401 US Highway 158 E. | Littleton | NC | 27850 | Approved | NC CSP29-Cogeneration and Small Power Producer-Sell All | PEC Carolinas |  | Under Construction | Photovoltaic | they have changed names from Sun Devel Solar to Sun Devil | 5000 | Northern |  | 2014-10-21 |  | 2013-07-31 | Open
DC | ORANGE | Susan Whitaker |  | Distribution |  | 10 | Solar | Residential | 1425 HIDDEN MEADOW WAY, sweetwater west | APOPKA | FL | 32712 | Approved | NM-FL Net Metering | FL | 2014-01-20 | Connected | Photovoltaic |  | 8.5 | North Central |  | 2014-09-10 |  |  | Executed
DC | Carteret | Susan D Willis | 120/240 | Distribution | Qty 20 (250 Watt) BenQ Green Triplex PM250M00 | 5 | Solar | Residential | 361 Donnie Davis Rd | Williston | NC | 28579 | Approved | NC NM-Net Metering for Renewable Energy Facilities | PEC Carolinas | 2014-01-24 | Connected | Photovoltaic |  | 4 | Eastern | Single | 2013-10-08 |  | 2013-10-08 | Executed
DC | Cleveland | Sun Power System Inc. | 12,470Y/7,200 | Distribution | QTY: 22,200 Renesola JC300M | 6660 | Solar | Non-Residential | 1142 Carpenters Grove Church Rd | Lawndale | NC | 28090 | Pending | PP-N NC - Non-Hydroelectric Qualifying Facilities | Carolinas |  | Pending | Photovoltaic |  | 5890 | Central | 3-phase | 2014-01-23 |  | 2014-01-23 | Open
DC | Mecklenburg | City of Charlotte | 12,470Y/7,200 | Distribution | (1134) Sharp Solar Panel 230 W | 260.82 | Solar | Non-Residential | 3239 South Tryon Street | Charlotte | NC | 28203 | Approved | NM-NC Net Metering | Carolinas | 2012-11-15 | Connected | Photovoltaic |  | 260.82 | Central | 3-phase | 2012-08-14 | 2012-09-13 | 2012-08-14 | Executed
DC | Citrus | Susan Deyoung |  | Distribution |  | 9.9 | Solar | Residential | 3810 N INDIANHEAD RD | Hernando | FL | 34442 | Approved | NM-FL Net Metering | FL | 2011-06-20 | Connected | Photovoltaic |  | 8.415 | North Coastal |  | 2014-09-10 |  |  | Executed
DC | BUNCOMBE | Sundance Power Systems | 120/240 |  |  | 9.13 | Solar | Non-Residential | 11 Salem Hill Road | Weaverville | NC | 28787 | Approved | NC CSP-Cogeneration and Small Power Producer-Sell All | PEC Carolinas | 2010-01-15 | Connected | Photovoltaic |  | 7.3 | Western | Single | 2012-10-18 |  |  | Executed
DC | Durham | Cisco Systems, Inc. - NM | 480Y/277 | Distribution |  | 100.85 | Solar | Non-Residential | 7025 Kit Creek Rd | Research Triangle Park | NC | 27709 | Approved | PP-N NC - Non-Hydroelectric Qualifying Facilities | Carolinas | 2011-04-07 | Connected | Photovoltaic | Cisco PV Installation | 100 | Northern | 3-phase | 2011-04-07 |  | 2011-03-09 | Executed
DC | Greenville | Christopher R. Lane | 120/240 | Distribution |  | 1.8 | Solar | Residential | 9 Batesview Dr | Greenville | SC | 29607 | Approved | NM-SC Net Metering | Carolinas | 2009-03-12 | Connected | Photovoltaic |  | 1.8 | Southern | Single | 2011-04-07 |  | 2009-02-19 | Executed
DC | Lake | Susan Snoles |  | Distribution |  | 7.92 | Solar | Residential | 118 SALT MARSH LN, SOLAR POWER | Groveland | FL | 34736 | Approved | NM-FL Net Metering | FL | 2012-12-21 | Connected | Photovoltaic |  | 6.732 | South Central |  | 2014-09-10 |  |  | Executed
DC | Greenwood | Christopher Gates | 120/240 | Distribution | QTY:30 Sharp Q250 | 7.5 | Solar | Residential | 1004 Eagles Harbor Dr. | Hodges | SC | 29653 | Approved | NM-SC Net Metering | Carolinas | 2013-11-01 | Connected | Photovoltaic |  | 7.5 | Southern | Single | 2013-10-16 | 2013-10-29 | 2013-10-16 | Executed
DC | Wake | Sunfish Farm, LLC |  | Distribution |  |  | Solar | Non-Residential | 8292 State Road | Willow Springs | NC | 27592 | Approved | NC CSP29-Cogeneration and Small Power Producer-Sell All | PEC Carolinas | 2014-11-15 | Under Construction | Photovoltaic |  | 4950 | Northern | 3-phase | 2014-10-21 |  | 2013-06-26 | Open
DC |  | Sunflower Solar, LLC |  |  | 41,800 CS6X-310p Solar Panels | 12958 | Solar | Non-Residential | 357 Brockington Road | Kingstree | SC | 29554 | Pending |  | PEC Carolinas |  |  | Photovoltaic |  |  | Unknown |  | 2015-04-10 |  | 2015-04-10 | Open
DC |  | Sunflower Solar, LLC |  |  | 41,800 CS6X-310p Solar Panels | 12958 | Solar | Non-Residential | 357 Brockington Road | Kingstree | SC | 29554 | Pending |  | PEC Carolinas |  |  | Photovoltaic |  |  | Unknown |  | 2015-04-10 |  | 2015-04-10 | Open
DC | Seminole | Sunshine Lane LLC |  | Distribution |  | 10.15 | Solar | Non-Residential | 950 SUNSHINE LN | ALTAMONTE SPRINGS | FL | 32714 | Approved | NM-FL Net Metering | FL | 2011-09-09 | Cancelled | Photovoltaic |  | 8.628 | North Central |  | 2014-09-10 |  |  | Cancelled
DC | HOWARD | SUNSPOT NATURAL MARKET |  |  | twenty-seven 175-W Conergy solar panels | 4.73 | Solar | Non-Residential | 3717 S REED RD | KOKOMO | IN | 46902 | Approved | Net Metering - Standard Contract Rider No. 57 | IN | 2008-04-08 | Connected | Photovoltaic |  | 4.725 | North | 3 phase |  |  |  | Executed
DC | Mecklenburg | Christopher D. Hardin | 120/240 | Distribution |  | 6.16 | Solar | Residential | 9715 Kerns Rd | Huntersville | NC | 28078 | Approved | PP-N NC - Non-Hydroelectric Qualifying Facilities | Carolinas | 2010-12-29 | Connected | Photovoltaic | Hardin PV Installation | 6 | Central | Single | 2011-04-07 |  | 2010-11-10 | Executed
DC | Orange | Christopher D. and Kristin Sutika Ondrak | 120/240 | Distribution | Qty 24 (327 Watt) SunPower SPR-327NE-WHT-D | 7.85 | Solar | Residential | 813 Old Mill Rd | Chapel Hill | NC | 27514 | Approved | NM-NC Net Metering | Carolinas | 2015-01-20 | Connected | Photovoltaic |  | 7.6 | Northern | Single | 2014-11-06 | 2014-12-05 | 2014-11-06 | Executed
DC | Citrus | Susan Fagan |  | Distribution |  | 4.56 | Solar | Residential | 5754 N LONGHORN TER | Beverly Hills | FL | 34465 | Approved | NM-FL Net Metering | FL | 2009-06-29 | Connected | Photovoltaic |  | 3.876 | North Coastal |  | 2014-09-10 |  |  | Executed
DC | Volusia | Susan Foulks |  | Distribution |  | 3.17 | Solar | Residential | 1373 BRAYFORD PT | DELAND | FL | 32724 | Approved | NM-FL Net Metering | FL | 2012-10-12 | Connected | Photovoltaic |  | 2.695 | North Central |  | 2014-09-10 |  |  | Executed
DC | HAMILTON | SURGICAL APPLIANCE INDUSTRIES INC - NM | single |  | two hundred eight 210-W solar panels | 43.68 | Solar | Non-Residential | 3960 ROSSLYN DR | CINCINNATI | OH | 45209 | Approved | Rider NM - Net Metering Rider - OH | OH/KY | 2010-11-18 | Connected | Photovoltaic |  | 43.68 | Central | 120/240 |  |  |  | Executed
DC | ORANGE | Susan Thomas |  | Distribution |  | 10 | Solar | Residential | 12736 FORESTEDGE CIR | ORLANDO | FL | 32828 | Approved | NM-FL Net Metering | FL | 2014-07-29 | Connected | Photovoltaic |  | 8.5 | North Central |  | 2014-09-10 |  |  | Executed
DC | Union | Christopher Barbere | 120/240 | Distribution | 12 Suntech STP290 Solar Modules | 3.48 | Solar | Residential | 6609 Walton Hall Ct | Waxhaw | NC | 28173 | Approved | NM-NC Net Metering | Carolinas | 2012-12-27 | Connected | Photovoltaic |  | 3 | Central | Single | 2012-11-30 | 2012-12-17 | 2012-11-30 | Executed
DC | HILLSSBOROUGH | Susan Gould |  | Distribution |  | 7 | Solar | Residential | 2004 LINDA LN | LUTZ | FL | 33549 | Approved | NM-FL Net Metering | FL | 2014-01-17 | Connected | Photovoltaic |  | 5.95 | South Coastal |  | 2014-09-10 |  |  | Executed
DC | Union | Christopher Allen Shipes | 120/240 | Distribution |  | 2.63 | Solar | Residential | 224 Spring Hill Road | Matthews | NC | 28104 | Approved | NM-NC Net Metering | Carolinas | 2011-06-24 | Connected | Photovoltaic |  | 2.63 | Central | Single | 2011-05-16 |  | 2011-05-09 | Executed
DC | Pinellas | Susan Haese | 120/240 | Distribution | Renesola | 1 | Solar | Residential | 8000 17TH WAY N | St. Petersburg | FL | 33702 | Approved | NM-FL Net Metering | FL | 2014-11-13 | Connected | Photovoltaic |  | 0.85 | South Coastal | Single | 2014-11-13 |  | 2014-11-13 | Executed
DC | Pinellas | Susan Hoffman |  | Distribution |  | 3.15 | Solar | Residential | 2513 Granada Circle E | St Petersburg | FL | 33712 | Approved | NM-FL Net Metering | FL | 2010-11-22 | Connected | Photovoltaic |  | 2.678 | South Coastal |  | 2014-09-10 |  |  | Executed
DC | BUTLER | SUSAN CHRESTENSEN | single |  | ten 225-W Schott Poly solar panels | 2.25 | Solar | Residential | 7129 LONGVIEW DR | HAMILTON | OH | 45011 | Approved | Rider NM - Net Metering Rider - OH | OH/KY | 2010-06-16 | Connected | Photovoltaic |  | 2.25 | South | 120/240 |  |  |  | Executed
DC | Pinellas | Susan J Hickman | 120/240 | Distribution | Renesola | 2 | Solar | Residential | 1139 39th Ave NE | St. Petersburg | FL | 33703 | Approved | NM-FL Net Metering | FL | 2014-10-15 | Connected | Photovoltaic |  | 1.7 | South Coastal | Single | 2014-10-12 |  | 2014-10-12 | Executed
DC | Polk | Susan Stovall |  | Distribution |  | 6.58 | Solar | Residential | 642 COTSWOLD CIR | DAVENPORT | FL | 33837 | Approved | NM-FL Net Metering | FL | 2012-04-03 | Connected | Photovoltaic |  | 5.593 | South Central |  | 2014-09-10 |  |  | Executed
DC | Lake | Susan J Troxell | 120/240 | Distribution |  | 6.25 | Solar | Residential | 316 SALT MARSH LN, SOLAR PWR | Groveland | FL | 34736 | Approved | NM-FL Net Metering | FL | 2015-01-08 | Connected | Photovoltaic |  | 5.31 | South Central | Single | 2015-01-11 |  | 2015-01-11 | Executed
DC | Pinellas | Susan Russo |  | Distribution |  | 10.2 | Solar | Residential | 4189 52ND AVENUE SOUTH | ST. PETERSBURG | FL | 33711 | Approved | NM-FL Net Metering | FL | 2013-12-05 | Connected | Photovoltaic |  | 8.67 | South Coastal |  | 2014-09-10 |  |  | Executed
DC | Mecklenberg | Christophe Fernandez | 120/240 | Distribution | Qty 19 LG 275 W Soalr Panels | 5.23 | Solar | Residential | 8505 Walden Ridge Dr | Charlotte | NC | 28216 | Approved | NM-NC Net Metering | Carolinas | 2014-09-19 | Connected | Photovoltaic |  | 4.75 | Central | Single | 2014-09-04 | 2014-09-17 | 2014-09-04 | Executed
DC | Greenwood | Christine Hagen | 120/240 | Distribution | QTY 6 LG 300 Mono X Modules | 1.8 | Solar | Residential | 217 Garrett Dr | Greenwood | SC | 29649 | Approved | NM-SC Net Metering | Carolinas | 2015-01-19 | Connected | Photovoltaic |  | 1.5 | Southern | Single | 2014-12-26 | 2015-01-02 | 2014-12-26 | Executed
DC | ORANGE | Susan Butler |  | Distribution |  | 10 | Solar | Residential | 11556 WILLOW GARDENS DR | WINDERMERE | FL | 34786 | Approved | NM-FL Net Metering | FL | 2014-01-30 | Connected | Photovoltaic |  | 8.5 | South Central |  | 2014-09-10 |  |  | Executed
DC | Pinellas | Susan M Hull | 120/240 | Distribution | Solar World | 5 | Solar | Residential | 9695 135TH ST | Seminole | FL | 33776 | Approved | NM-FL Net Metering | FL | 2014-11-26 | Connected | Photovoltaic |  | 4.25 | South Coastal | Single | 2014-11-17 |  | 2014-11-17 | Executed
DC | Pinellas | Susan E Wright |  | Distribution |  | 5 | Solar | Residential | 1645 BEACH DR SE | St Petersburg | FL | 33701 | Approved | NM-FL Net Metering | FL | 2009-05-15 | Cancelled | Photovoltaic |  | 4.25 | South Coastal |  | 2014-09-10 |  |  | Cancelled
DC | Orange | Susan Reynolds | 120/240 | Distribution |  | 4.62 | Solar | Residential | 4621 Hollow Oaks Dr | Chapel Hill | NC | 27516 | Approved | PP-N NC - Non-Hydroelectric Qualifying Facilities | Carolinas | 2010-08-05 | Superseded | Photovoltaic | Reynolds PV Installation | 9.24 | Northern | Single | 2011-04-07 |  | 2010-07-22 | Superceded
DC | ORANGE | Susan Leonard |  | Distribution |  | 9.8 | Solar | Residential | 11180 LEDGEMENT LN | WINDERMERE | FL | 34786 | Approved | NM-FL Net Metering | FL | 2013-07-03 | Connected | Photovoltaic |  | 8.33 | South Central |  | 2014-09-10 |  |  | Executed
DC | LAKE | Susan Reid |  | Distribution |  | 10 | Solar | Residential | 31409 STATE RD 46 | SORRENTO | FL | 32776 | Approved | NM-FL Net Metering | FL | 2014-03-04 | Connected | Photovoltaic |  | 8.5 | North Central |  | 2014-09-10 |  |  | Executed
DC | Davidson | Christine Gray | 120/240 | Distribution | Qty 11 275W LG Solar Panels | 3.03 | Solar | Residential | 208 E Lake Dr | Thomasville | NC | 27360 | Approved | NM-NC Net Metering | Carolinas | 2014-10-07 | Connected | Photovoltaic |  | 2.75 | Northern | Single | 2014-09-22 | 2014-09-30 | 2014-09-22 | Executed
DC | Orange | Christine B. Green DBA Woodcrest Farm | 120/240 | Distribution |  | 9.87 | Solar | Residential | 5604 Dairyland Rd | Hillsborough | NC | 27278 | Approved | NM-NC Net Metering | Carolinas | 2011-11-07 | Connected | Photovoltaic |  | 8 | Northern | Single | 2011-04-07 |  | 2010-06-08 | Executed
DC | Alamance | Christina Baxley | 120/240 | Distribution |  | 2.3 | Solar | Residential | 712 Croftwood Dr | Gibsonville | NC | 27249 | Approved | NM-NC Net Metering | Carolinas | 2015-04-17 | Connected | Photovoltaic |  | 2 | Northern | Single | 2014-11-03 | 2015-04-17 | 2014-11-03 | Executed
DC | WAKE | Susan G. Luster | 120/240 |  |  | 3.64 | Solar | Residential | 1237 Gatehouse Drive | Cary | NC | 27511 | Approved | NC CSP-Cogeneration and Small Power Producer-Sell All | PEC Carolinas | 2008-12-15 | Connected | Photovoltaic |  | 2.91 | Northern | Single | 2012-10-18 |  |  | Executed
DC | Pinellas | Susan Orneck | 120/240 | Distribution | Solar Word 5kw/5w270 | 5.1 | Solar | Residential | 2686 RESNIK CIR E | Palm Harbor | FL | 34683 | Approved | NM-FL Net Metering | FL | 2014-10-29 | Connected | Photovoltaic |  | 4.335 | South Coastal | Single | 2014-10-22 |  | 2014-10-22 | Executed
DC | Union | Christian Lofton | 120/240 | Distribution | Qty 20 Solarworld 250W Solar Panels | 5 | Solar | Residential | 5002 S Rocky River Rd | Monroe | NC | 28112 | Approved | NM-NC Net Metering | Carolinas | 2014-12-17 | Connected | Photovoltaic |  | 5 | Central | Single | 2014-10-30 | 2014-12-11 | 2014-10-30 | Executed
DC | Buncombe | Susan Peterson | 120/240 | Distribution | Qty 11 Sunpower E20-327 Modules | 3.6 | Solar | Residential | 16 Elmwood Ln | Asheville | NC | 28803 | Approved | NC NM-Net Metering for Renewable Energy Facilities | PEC Carolinas | 2014-02-18 | Connected | Photovoltaic |  | 3.597 | Western | Single | 2014-01-31 |  | 2014-01-31 | Executed
DC |  | Christ Jesus Triumphant, Inc. | 120/240 | Distribution |  | 2.4 | Solar | Non-Residential | 293 North Star Dr | Moravian Falls | NC | 28654 | Approved | SCG-NC Small Customer Generator Rider | Carolinas | 2013-01-04 | Connected | Photovoltaic |  | 2.4 | Northern | Single |  |  |  | Executed
DC | Pinellas | Susan Guise |  | Distribution |  | 3.51 | Solar | Residential | 176 175TH TERRACE DR E | St Petersburg | FL | 33708 | Approved | NM-FL Net Metering | FL | 2009-06-17 | Connected | Photovoltaic |  | 2.984 | South Coastal |  | 2014-09-10 |  |  | Executed
DC | Pinellas | Susan Rohr |  | Distribution |  | 1.5 | Solar | Residential | 2267 6TH AVE N | ST PETERSBURG | FL | 33713 | Approved | NM-FL Net Metering | FL | 2014-07-23 | Connected | Photovoltaic |  | 1.275 | South Coastal |  | 2014-09-10 |  |  | Executed
DC | Cabarrus | Christ Atsidis | 120/240 | Distribution | QTY: 4 Renogy 250W | 1 | Solar | Residential | 7776 Orchard Park Cir. | Harrisburg | NC | 28075 | Approved | NM-NC Net Metering | Carolinas | 2013-12-31 | Connected | Photovoltaic |  | 0.86 | Central | Single | 2013-12-09 | 2013-12-30 | 2013-12-09 | Executed
DC | Monroe | Susan Schneider | 120/240 | Distribution | Eight (250 Watt) Helios 6T250 Solar Panels | 2 | Solar | Residential | 1248 Wylie ST E | Bloomington | IN | 47401 | Approved | Net Metering - Standard Contract Rider No. 57 | IN | 2013-01-11 | Connected | Photovoltaic |  | 1.72 | Southern | Single | 2012-11-16 |  | 2012-11-16 | Executed
DC | Gaston | Chris T Frishmuth | 120/240 | Distribution | Qty 30 (250 Watt) Mage Powertec Plus 250/6MNS | 7.5 | Solar | Residential | 908 Stoneymead Dr | Kings Mountain | NC | 28086 | Approved | NM-NC Net Metering | Carolinas | 2012-11-30 | Connected | Photovoltaic |  | 7.5 | Central | Single | 2012-10-19 | 2012-11-27 | 2012-10-19 | Executed
DC | Mecklenburg | Chris Pollitt | 120/240 | Distribution | Qty 42 Stion 140W Modules | 5.88 | Solar | Residential | 13426 Reunion St | Charlotte | NC | 28278 | Approved | NM-NC Net Metering | Carolinas | 2014-05-16 | Connected | Photovoltaic |  | 5 | Central |  | 2014-04-01 | 2014-04-29 | 2014-04-01 | Executed
DC | Buncombe | Susan Waddell | 120/240 | Distribution | QTY 14 Canadian Solar 250 Watt Panels | 3.5 | Solar | Residential | 14 Overlook Dr | Candler | NC | 28715 | Approved | NC NM-Net Metering for Renewable Energy Facilities | PEC Carolinas | 2015-04-30 | Connected | Photovoltaic |  | 3.01 | Western | Single | 2014-12-26 |  | 2014-12-26 | Executed
DC | Rowan | Susan M Bowman | 120/240 | Distribution | Qty 4 Renesola IC250M-24 Solar Panels | 1 | Solar | Residential | 169 Mallardwood Dr | Mount Ulla | NC | 28125 | Pending | NM-NC Net Metering | Carolinas |  | Pending | Photovoltaic |  | 0.86 | Central | Single | 2015-06-02 |  | 2015-06-02 | Open
DC |  | Susan Welsand | 120/240 | Distribution | twenty LG MonoX 260-W solar modules | 5.2 | Solar | Residential | 1704 S Weimer Rd | Bloomington | IN | 47403 | Approved | Net Metering - Standard Contract Rider No. 57 | IN | 2013-01-25 | Connected | Photovoltaic |  | 5 | Southern | Single | 2012-12-10 |  | 2012-12-10 | Executed
DC | BUTLER | SUSAN Z. MAXFIELD | 120/240 | Distribution | two SolarWorld Sunmodule SW 245 Mono solar panels | 0.49 | Solar | Residential | 21 BULL RUN DR | OXFORD | OH | 45056 | Approved | Rider NM - Net Metering Rider - OH | OH/KY | 2011-03-08 | Connected | Photovoltaic |  | 0.38 | South | Single | 2011-05-17 |  | 2011-05-17 | Executed
DC | Pinellas | Susanna Schramek |  | Distribution |  | 6.84 | Solar | Residential | 1456 ROLLING RIDGE RD | PALM HARBOR | FL | 34683 | Approved | NM-FL Net Metering | FL | 2011-10-13 | Connected | Photovoltaic |  | 5.814 | South Coastal |  | 2014-09-10 |  |  | Executed
DC | Pinellas | Susie D Goren | 120/240 | Distribution | Suniva MVX250 Frontus IG | 18.7 | Solar | Residential | 411 CORDOVA BLVD NE | St. Petersburg | FL | 33704 | Approved | NM-FL Net Metering | FL | 2014-11-03 | Connected | Photovoltaic |  | 15.9 | South Coastal | Single | 2014-11-04 |  | 2014-11-04 | Executed
DC | SUWANNEE | Suwannee Co Bd Pub Inst (Branford Elem) |  | Distribution |  | 9.72 | Solar | Non-Residential | 26801 STATE ROAD 247 | BRANFORD | FL | 32008 | Approved | NM-FL Net Metering | FL | 2013-12-11 | Connected | Photovoltaic |  | 8.262 | North Coastal |  | 2014-09-10 |  |  | Executed
DC | Orange | Chris Mahon | 120/240 | Distribution | Twenty Two 235 Watts Sharp Solar panels | 5.17 | Solar | Residential | 3809 Sweeten Creek Rd. | Chapel Hill | NC | 27514 | Pending | NM-NC Net Metering | Carolinas | 2014-04-14 | Connected | Photovoltaic |  | 4.18 | Northern | Single | 2014-01-30 |  | 2014-01-30 | Executed
DC | Buncombe | Suzanne Fiedler | 120/240 | Distribution | QTY 24 SunPower 225 Modules | 5.4 | Solar | Residential | 26 Peppercorn Trail | Asheville | NC | 28805 | Approved | NC NM-Net Metering for Renewable Energy Facilities | PEC Carolinas | 2014-10-28 | Connected | Photovoltaic |  | 4.2 | Western | Single | 2014-07-02 |  | 2014-07-02 | Executed
DC | Henderson | Susan Oktay | 120/240 | Distribution | QTY 14 SunPower X21-335 Panels | 4.69 | Solar | Residential | 7 Green Laurel Trl | Fletcher | NC | 28732 | Pending | NC NM-Net Metering for Renewable Energy Facilities | PEC Carolinas |  | Under Construction | Photovoltaic |  | 6.1 | Western | Single | 2014-08-26 |  | 2014-08-26 | Open
DC | Durham | Susan Olive | 120/240 | Distribution | Qty 8 275W SolarWorld Solar Panels | 2.2 | Solar | Residential | 6017 Willett Rd | Durham | NC | 27705 | Pending | NM-NC Net Metering | Carolinas |  | Pending | Photovoltaic |  | 1.92 | Northern | Single | 2015-06-01 |  | 2015-06-01 | Open
DC | Stokes | Chris and Anne Cox | 120/240 | Distribution | Twenty-One (235 Watt) LG235M1C Solar Module | 4.94 | Solar | Residential | 1025 Krishna Road | Sandy Ridge | NC | 27046 | Approved | SCG-NC Small Customer Generator Rider | Carolinas | 2012-04-27 | Connected | Photovoltaic |  | 4.94 | Northern | Single | 2012-03-12 |  | 2012-03-12 | Executed
DC | Polk | Suzanne Hershberger |  | Distribution |  | 8 | Solar | Residential | 1111 N. LAKESHORE BLVD | LAKE WALES | FL | 33853 | Approved | NM-FL Net Metering | FL | 2013-02-13 | Connected | Photovoltaic |  | 6.8 | South Central |  | 2014-09-10 |  |  | Executed
DC | Rowan | Chloe Goho | 120/240 | Distribution | Qty 20 (255 Watt) Suniva OPT255-60-4-1B0 | 5.1 | Solar | Residential | 5 Old Farm Rd | Salisbury | NC | 28147 | Approved | NM-NC Net Metering | Carolinas | 2013-10-24 | Connected | Photovoltaic |  | 4.3 | Central | Single | 2013-10-08 | 2013-10-22 | 2013-10-08 | Executed
DC | Monroe | Suzanne Menzel | 120/240 | Distribution | twenty-four 240- W Mage solar panels | 5.76 | Solar | Residential | 4965 Inverness Woods Rd E | Bloomington | IN | 47401 | Approved | Net Metering - Standard Contract Rider No. 57 | IN | 2012-10-29 | Connected | Photovoltaic |  | 5.71 | Southern | Single | 2012-10-10 |  | 2012-10-10 | Executed
DC | New Hanover | Suzanne Swanson | 120/240 | Distribution |  | 6.75 | Solar | Residential | 115 McDougald Drive | Castle Hayne | NC | 28429 | Approved | NC NM-Net Metering for Renewable Energy Facilities | PEC Carolinas | 2011-01-17 | Connected | Photovoltaic |  | 5.4 | Eastern | Single | 2012-10-18 |  |  | Executed
DC | Cabarrus | Chinda Phommabouth | 120/240 | Distribution | qty 4 Renesola JC250M-24/Bbh | 1 | Solar | Residential | 1407 Jabbok Place NW | Concord | NC | 28217 | Approved | NM-NC Net Metering | Carolinas | 2015-02-27 | Connected | Photovoltaic |  | 0.86 | Central | Single | 2014-11-19 | 2015-02-24 | 2014-11-19 | Executed
DC | Chapel Hill | Chet Roslanwick | 120/240 | Distribution | Qty 20 REC 255 PE W Solar Panels | 5.1 | Solar | Residential | 8316 Burns Pl | Chapel Hill | NC | 27516 | Approved | NM-NC Net Metering | Carolinas | 2014-10-09 | Connected | Photovoltaic |  | 5 | Northern | Single | 2014-09-15 | 2014-10-08 | 2014-09-15 | Executed
DC |  | Suzette M Rivers | 120/240 | Distribution | Qty 4 Renesolar JC 250M-24/Bb | 1 | Solar | Residential | 4011 28th Ave N | St Petersburg | FL | 33713 | Approved | NM-FL Net Metering | FL | 2015-02-19 | Connected | Photovoltaic |  | 0.85 | South Coastal | Single | 2015-01-29 |  | 2015-01-29 | Executed
DC | Mecklenburg | Cheryl A Halas | 120/240 | Distribution | Qty 6 Renesola 250W panels | 1.5 | Solar | Residential | 11606 English Oak Ln | Charlotte | NC | 28278 | Approved | NM-NC Net Metering | Carolinas | 2015-03-11 | Connected | Photovoltaic |  | 1.29 | Central | Single | 2015-01-27 | 2015-03-11 | 2015-01-27 | Executed
DC | Orange | Swaminathan Valliappan | 120/240 | Distribution | Qty 30 SunPower 327W Solar Panels | 9.81 | Solar | Residential | 13518 Tenbury Wells Way | Winter Garden | FL | 34787 | Approved | NM-FL Net Metering | FL | 2015-05-04 | Connected | Photovoltaic |  | 8.339 | South Central | Single | 2015-04-29 |  | 2015-04-29 | Executed
DC | Jefferson | Swann Insurance | 120/240 | Distribution | Solar World 250 | 3.5 | Solar | Non-Residential | 105-1/2 N Jefferson St | Perry | FL | 32347 | Approved | NM-FL Net Metering | FL | 2014-09-25 | Connected | Photovoltaic |  | 2.97 | North Coastal | Single |  |  |  | Executed
DC | HAMILTON | SUSAN WARD | single |  | thirteen 175-W Suntech Black Label 175S-24/Ab-1 solar panels | 2.28 | Solar | Residential | 7779 ASBURY HILLS DR | CINCINNATI | OH | 45255 | Approved | Rider NM - Net Metering Rider - OH | OH/KY | 2010-11-18 | Connected | Photovoltaic |  | 2.275 | Central | 120/240 |  |  |  | Executed
DC | Swain | Cherokee Preservation Foundation | 120/240 | Distribution |  | 3.22 | Solar | Non-Residential | 71 John Crowe Rd | Cherokee | NC | 28719 | Approved | NM-NC Net Metering | Carolinas | 2012-02-03 | Connected | Photovoltaic |  | 3 | Southern | Single | 2011-11-03 |  | 2011-11-03 | Executed
DC | VOLUSIA | Sylvia Ewing |  | Distribution |  | 5.72 | Solar | Residential | 1372 HAZELDENE MANOR, SOLAR POWER | DELAND | FL | 32724 | Approved | NM-FL Net Metering | FL | 2013-08-02 | Connected | Photovoltaic |  | 4.862 | North Central |  | 2014-09-10 |  |  | Executed
DC | Cleveland | Chemetall Foote Corporation-NM | 12,470Y/7,200 | Transmission | Seventy-Two (240 Watt) Trina TSM-PA05.08 | 17.28 | Solar | Non-Residential | 348 Holiday Inn Road | Kings Mountain | NC | 28086 | Approved | NM-NC Net Metering | Carolinas | 2012-05-30 | Connected | Photovoltaic |  | 15 | Central | 3-phase | 2012-03-28 |  | 2012-03-28 | Executed
DC | Hamilton | Sylvia Mitchell | 120/240 | Distribution | Seven Solarworld 240W solar panels | 1.68 | Solar | Residential | 440 Wood Ave | Cincinnati | OH | 45220 | Approved | Rider NM - Net Metering Rider - OH | OH/KY | 2012-07-12 | Connected | Photovoltaic |  | 1.505 | Central | Single | 2012-07-05 |  | 2012-07-05 | Executed
DC | Sampson | Sustainable Solar, LLC |  | Distribution |  |  | Solar | Non-Residential | 958 Bell's Branch Road | Newton Grove | NC | 28366 | Approved |  | PEC Carolinas |  | Pending IA | Photovoltaic |  | 2000 | Unknown |  | 2014-10-21 |  | 2013-08-26 | Open
DC | Rutherford | Charlotte Solar, LLC |  | Distribution | Qty 21780 (285 Watt) Trina TSM-285 PA14 | 6207.3 | Solar | Non-Residential | 738 Providence Rd | Forest City | NC | 28043 | Approved | PP-N NC - Non-Hydroelectric Qualifying Facilities | Carolinas |  | Under Construction | Photovoltaic |  | 5000 | Southern | 3-phase | 2013-01-11 |  | 2013-01-11 | Open
DC | Guilford | Charlie Solar, LLC | 12,470Y/7,200 | Distribution | Qty 26040 (Jinko JKM 235P) 235 Watt | 6119.4 | Solar | Non-Residential | 3448 Alamance Church Road | Julian | NC | 27283 | Approved | PP-N NC - Non-Hydroelectric Qualifying Facilities | Carolinas | 2014-12-01 | Connected | Photovoltaic |  | 5000 | Northern | 3-phase | 2012-09-12 |  | 2012-09-12 | Executed
DC | Moore | T.D. Burgess, Sr. Revocable Trust |  | Distribution |  | 24 | Solar | Non-Residential | 200 Commerce Ave | Southern Pines | NC | 28387 | Approved | Negotiated (NC) | PEC Carolinas | 2010-01-06 | Connected | Photovoltaic |  | 19.92 | Unknown |  | 2014-10-21 |  | 2009-11-24 | Executed
DC | BUNCOMBE | Suzanne Fiedler | 120/240 |  |  | 5.4 | Solar | Residential | 26 Peppercorn Trail | Asheville | NC | 28805 | Approved | NC CSP-Cogeneration and Small Power Producer-Sell All | PEC Carolinas | 2009-01-14 | Cancelled | Photovoltaic |  | 4.32 | Western | Single | 2012-10-18 |  |  | Cancelled
DC | Wake | Tabatha C Locklear |  | Distribution |  | 2.2 | Solar | Residential | 6800 Blazing Sunset Trail | Wake Forest | NC | 27587 | Approved | NC NM-Net Metering for Renewable Energy Facilities | PEC Carolinas | 2012-10-26 | Connected | Photovoltaic |  | 1.76 | Northern | Single | 2012-12-27 |  |  | Executed
DC | Orange | Charles W. Cooper | 120/240 | Distribution |  | 2.4 | Solar | Residential | 1810 Hensley Rd | Cedar Grove | NC | 27231 | Approved | SCG-NC Small Customer Generator Rider | Carolinas | 2007-06-22 | Connected | Photovoltaic |  | 2.4 | Northern | Single | 2011-07-26 |  | 2007-06-14 | Executed
DC | Buncombe | Tamara Puffer | 120/240 | Distribution | QTY 22 Sunmodule 275 Modules | 6.05 | Solar | Residential | 27 Jarrett St # WA | Asheville | NC | 28806 | Approved | NC NM-Net Metering for Renewable Energy Facilities | PEC Carolinas | 2015-01-14 | Connected | Photovoltaic |  | 6 | Western | Single | 2014-11-05 |  | 2014-11-05 | Executed
DC | Gaston | Charles T Ray | 120/240 | Distribution | Qty 12 SolarWorld Sunmodule Plus SW 270 mono Solar Panels | 3.24 | Solar | Residential | 5147 Lineberger Rd | Stanley | NC | 28164 | Approved | NM-NC Net Metering | Carolinas | 2015-01-30 | Connected | Photovoltaic |  | 3 | Central | Single | 2014-12-17 | 2015-01-06 | 2014-12-17 | Executed
DC | Orange | Tamela Canora | 120/240 | Distribution | Qty 4 SW265Watts, Solar Panels | 1.06 | Solar | Residential | 1150 English Garden Ln | Winter Garden | FL | 34787 | Approved | NM-FL Net Metering | FL | 2015-06-01 | Connected | Photovoltaic |  | 0.901 | South Central | Single | 2015-05-22 |  | 2015-05-22 | Executed
DC |  | Suzanne T. Weitzel | 120/240 | Distribution | Qty 83 Q.Pro-L310W, Solar Panels | 25.73 | Solar | Non-Residential | 13890 N US Highway 301, Newbarn | Citra | FL | 32113 | Pending | NM-FL Net Metering | FL |  | Pending | Photovoltaic |  | 21.87 | North Coastal | Single | 2015-05-18 |  | 2015-05-18 | Open
DC | MOORE | TAMMIE AND DAVE BENNETT | 120/240 | Distribution | QTY 20 SHARP 250 SOLAR MODULES | 5 | Solar | Residential | 3789 CYPRESS CHURCH RD | CAMERON | NC | 28326 | Approved | NC NM-Net Metering for Renewable Energy Facilities | PEC Carolinas | 2014-01-22 | Connected | Photovoltaic |  | 4.3 | Southern | Single | 2013-11-22 |  | 2013-11-22 | Executed
DC | MOORE | TAMMIE AND DAVE BENNETT | 120/240 | Distribution | QTY 20 SHARP 250 SOLAR MODULES | 5 | Solar | Residential | 3789 CYPRESS CHURCH RD | CAMERON | NC | 28326 | Approved | NC NM-Net Metering for Renewable Energy Facilities | PEC Carolinas | 2014-07-08 | Connected | Photovoltaic |  | 4.3 | Southern | Single | 2014-06-02 |  | 2014-06-02 | Executed
DC | Fairfield | Charles O. Stogner | 120/240 | Distribution | Qty 13 (185 Watt) Westinghouse WS-185 | 2.4 | Solar | Residential | 559 Westshore Dr. | Ridgeway | SC | 29130 | Approved | NM-SC Net Metering | Carolinas | 2013-10-23 | Connected | Photovoltaic |  | 2.4 | Central | Single | 2013-10-10 | 2013-10-18 | 2013-10-10 | Executed
DC | PASCO | Tammy Crecco |  | Distribution |  | 9.4 | Solar | Residential | 6675 MILLSTONE DR | NEW PORT RICHEY | FL | 34655 | Approved | NM-FL Net Metering | FL | 2014-03-20 | Connected | Photovoltaic |  | 7.99 | South Coastal |  | 2014-09-10 |  |  | Executed
DC | Orange | Tammy Tammy |  | Distribution |  | 7.95 | Solar | Residential | 3768 Shawn Cir | Orlando | FL | 32826 | Approved | NM-FL Net Metering | FL | 2008-12-08 | Connected | Photovoltaic |  | 6.758 | North Central |  | 2014-09-10 |  |  | Executed
DC | Volusia | Tammy Reyes | 120/240 | Distribution |  | 5 | Solar | Residential | 2234 Banbury Ave | Deltona | FL | 32725 | Approved | NM-FL Net Metering | FL | 2015-06-02 | Connected | Photovoltaic |  | 4.25 | North Central | Single | 2015-05-07 |  | 2015-05-07 | Executed
DC | Lee | Sweetgum Solar, LLC |  | Distribution |  |  | Solar | Non-Residential | Unknown | Sanford | NC | 27330 | Approved |  | PEC Carolinas |  | Pending | Photovoltaic |  | 5000 | Unknown |  | 2014-10-21 |  | 2014-06-12 | Open
DC | Johnston | Swift Creek Farm, LLC |  | Distribution | Qty 70000 100W First Solar Series 3 Black Plus Solar Panels | 7000 | Solar | Non-Residential | 468 Swift Creek Rd | Smithfield | NC | 27577 | Pending |  | PEC Carolinas |  | Pending | Photovoltaic |  | 4998 | Unknown | 3-phase | 2015-04-23 |  | 2015-04-23 | Open
DC | Monroe | Tammy S and Todd A Madsen | 120/240 | Distribution | 16 (190 Watt) Mage Powertec Plus 190/5 MH-US | 3.04 | Solar | Residential | 8408 Blue Spruce Dr N Lot: 15 | Ellettsville | IN | 47429 | Approved | Net Metering - Standard Contract Rider No. 57 | IN | 2012-05-16 | Connected | Photovoltaic |  | 3.04 | Southern | Single | 2012-04-25 |  | 2012-04-25 | Executed
| HAMILTON | SYCAMORE TOWNSHIP FIRE STATION NORTH - NM | 3 phase |  |  |  | Solar | Non-Residential | 11580 DEERFIELD RD | CINCINNATI | OH | 45242 | Approved | Rider NM - Net Metering Rider - OH | OH/KY | 2009-07-31 | Connected | Photovoltaic |  | 60 | Central | 208Y/120 |  |  |  | Executed
DC | Pinellas | Tampa Bay Watch Inc |  | Distribution |  | 54.81 | Solar | Non-Residential | 3000 PINELLAS BAYWAY S | TIERRA VERDE | FL | 33715 | Approved | NM-FL Net Metering | FL | 2014-05-12 | Connected | Photovoltaic |  | 46.589 | South Coastal |  | 2014-09-10 |  |  | Executed
DC | Alamance | Charles L. Rice | 120/240 | Distribution |  | 3.2 | Solar | Residential | 102 Eastgate Drive | Elon | NC | 27244 | Approved | NM-NC Net Metering | Carolinas | 2011-03-28 | Connected | Photovoltaic |  | 3 | Northern | Single | 2011-05-16 |  | 2011-03-17 | Executed
DC | Seminole | Tania Melitza Torres | 120/240 | Distribution | Amerisolar 10000 | 10 | Solar | Residential | 2429 OSPREY WOODS CIR | Orlando | FL | 32820 | Approved | NM-FL Net Metering | FL | 2014-12-19 | Connected | Photovoltaic |  | 8.5 | North Central | Single | 2014-12-19 |  | 2014-12-19 | Executed
DC | Orange | Sylvia Stokes | 120/240 | Distribution | Qty 4 Q.ProG3/250watts, solar panels | 1 | Solar | Residential | 10622 Bresslyn Blvd | Orlando | FL | 32825 | Pending | NM-FL Net Metering | FL |  | Pending | Photovoltaic |  | 0.85 | South Central | Single | 2015-06-15 |  | 2015-06-15 | Open
DC | Orange | Charles Kusnyer | 120/240 | Distribution | Qty 15 RenaSola 255W Modules | 3.83 | Solar | Residential | 406 Regulators Way | Hillsborough | NC | 27278 | Approved | NM-NC Net Metering | Carolinas | 2015-05-04 | Connected | Photovoltaic |  | 3.84 | Northern | Single | 2015-03-18 | 2015-05-01 | 2015-03-18 | Executed
DC | Mecklenburg | Synora Robinson | 120/240 | Distribution | Qty 16 Solarworld 250W Solar Panels | 4 | Solar | Residential | 4307 Hey Rock Court | Charlotte | NC | 28269 | Pending | NM-NC Net Metering | Carolinas |  | Pending | Photovoltaic |  | 3.44 | Central | Single | 2015-05-26 |  | 2015-05-26 | Open
DC | Mecklenburg | Charles Jewett | 120/240 | Distribution | 9 Ecllpsall NRG 185W Solar Modules | 1.85 | Solar | Residential | 7125 Folger Dr | Charlotte | NC | 28270 | Approved | NM-NC Net Metering | Carolinas | 2012-12-20 | Connected | Photovoltaic |  | 1.85 | Central | Single | 2012-09-05 | 2012-12-18 | 2012-09-05 | Executed
DC | Orange | Tanya Moreno | 120/240 | Distribution | Renasol 7000 | 7 | Solar | Residential | 10021 AUTUMN CREEK LN | Orlando | FL | 32832 | Approved | NM-FL Net Metering | FL | 2014-11-13 | Connected | Photovoltaic |  | 5.95 | South Central | Single | 2014-11-13 |  | 2014-11-13 | Executed
DC | Volusia | Tara Drury |  | Distribution |  | 5.06 | Solar | Residential | 2260 CAPTAIN DR | Deltona | FL | 32738 | Approved | NM-FL Net Metering | FL | 2010-06-02 | Connected | Photovoltaic |  | 4.301 | North Central |  | 2014-09-10 |  |  | Executed
DC | Anderson | Tactical Medical Solutions Inc | 120/240 | Distribution | Qty 72 Sunmodule 315W Solar | 22.68 | Solar | Residential | 1250 Harris Bridge Rd. | Anderson | SC | 29621 | Pending | NM-SC Net Metering | Carolinas |  | Pending | Photovoltaic |  |  | Southern | 3-phase | 2015-04-14 |  | 2015-04-14 | Open
DC | Pinellas | Tara Jeffers | 120/240 | Distribution | Qty 45 Canadian Solar-CS6P-255w, solar panels | 11.47 | Solar | Residential | 1336 Davenport Dr | New Port Richey | FL | 34655 | Approved | NM-FL Net Metering | FL | 2015-03-12 | Connected | Photovoltaic |  | 9.75 | South Coastal | Single | 2015-03-09 |  | 2015-03-09 | Executed
DC | Forsythe | Charles F Wallach | 120/240 | Distribution | qty 23 Solarworld SW270 Mono black solar panels | 6.21 | Solar | Residential | 3819 Sedgewood Cir | Charlotte | NC | 28211 | Approved | NM-NC Net Metering | Carolinas | 2015-04-07 | Connected | Photovoltaic |  | 6.21 | Central | Single | 2015-03-10 | 2015-04-06 | 2015-03-10 | Executed
DC | Pinellas | Tara M Webster | 120/240 | Distribution | Phono Solar | 1 | Solar | Residential | 4703 49TH AVE N | St. Petersburg | FL | 33714 | Approved | NM-FL Net Metering | FL | 2014-11-13 | Connected | Photovoltaic |  | 0.85 | South Coastal | Single | 2014-11-10 |  | 2014-11-10 | Executed
DC | Volusia | Taylor Place Ltd - 1St Installation |  | Distribution |  | 7 | Solar | Non-Residential | 1569 S WOODLAND BLVD, *CARCARE CTR/MAINTNC | Deland | FL | 32720 | Approved | NM-FL Net Metering | FL | 2011-01-07 | Connected | Photovoltaic |  | 5.95 | North Central |  | 2014-09-10 |  |  | Executed
DC | Volusia | Taylor Place Ltd - 2Nd Installation |  | Distribution |  | 7 | Solar | Non-Residential | 1571 S WOODLAND BLVD, *HSE BLDG 1 | Deland | FL | 32720 | Approved | NM-FL Net Metering | FL | 2011-01-07 | Connected | Photovoltaic |  | 5.95 | North Central |  | 2014-09-10 |  |  | Executed
DC | Volusia | Taylor Place Ltd - 3Rd Installation |  | Distribution |  | 46 | Solar | Non-Residential | 1575 S WOODLAND BLVD *STE 105, CLUBHOUSE | Deland | FL | 32720 | Approved | NM-FL Net Metering | FL | 2011-01-07 | Connected | Photovoltaic |  | 39.1 | North Central |  | 2014-09-10 |  |  | Executed
DC | Volusia | Taylor Place Ltd - 4Th Installation |  | Distribution |  | 28 | Solar | Non-Residential | 1575 S WOODLAND BLVD, POOL | Deland | FL | 32720 | Approved | NM-FL Net Metering | FL | 2011-01-07 | Connected | Photovoltaic |  | 23.8 | North Central |  | 2014-09-10 |  |  | Executed
DC | Buncombe | Tammy Hawley | 120/240 |  | QTY: 20 Kyocera KD250GX | 5 | Solar | Residential | 392 Eliada Home Rd | Asheville | NC | 28806 | Approved | NC NM-Net Metering for Renewable Energy Facilities | PEC Carolinas | 2014-06-27 | Connected | Photovoltaic |  | 5 | Western |  | 2014-04-22 |  | 2014-04-22 | Executed
DC | Volusia | Taylor Place Ltd - 5Th Installation |  | Distribution |  | 4 | Solar | Non-Residential | 1577 S WOODLAND BLVD, *HSE BLDG 3 | Deland | FL | 32720 | Approved | NM-FL Net Metering | FL | 2011-01-07 | Connected | Photovoltaic |  | 3.4 | North Central |  | 2014-09-10 |  |  | Executed
DC | Volusia | Taylor Place Ltd - 6Th Installation |  | Distribution |  | 4 | Solar | Non-Residential | 1581 S WOODLAND BLVD, *HSE BLDG 5 | Deland | FL | 32720 | Approved | NM-FL Net Metering | FL | 2011-01-07 | Connected | Photovoltaic |  | 3.4 | North Central |  | 2014-09-10 |  |  | Executed
DC |  | TB Roofing & Constr LLC | 120/240 | Distribution | Qty 42 SW 275 solar panels | 11.55 | Solar | Residential | 12125 145th Ln | Largo | FL | 33774 | Approved | NM-FL Net Metering | FL | 2015-04-09 | Connected | Photovoltaic |  | 9.82 | South Coastal | Single | 2015-03-26 |  | 2015-03-26 | Executed
DC | Seminole | Ted Kaplan |  | Distribution |  | 3.36 | Solar | Residential | 102 Little Oak Lane | Altamonte Springs | FL | 32714 | Approved | NM-FL Net Metering | FL | 2008-06-12 | Connected | Photovoltaic |  | 2.856 | North Central |  | 2014-09-10 |  |  | Executed
DC | Hamilton | Ted Babel | 120/240 | Distribution | twenty 250-W Sonali SS-250 Series panels | 5 | Solar | Residential | 100 Western View Ct | Cleves | OH | 45002 | Approved | Rider NM - Net Metering Rider - OH | OH/KY | 2015-01-20 | Connected | Photovoltaic |  | 3.85 | Central | Single | 2014-12-26 |  | 2014-12-26 | Executed
DC | Forsyth | Charles F Kerner | 120/240 | Distribution | Four 180 Watt Suntech Solar Panels | 0.72 | Solar | Residential | 1809 Robinette LN | Kernersville | NC | 27284 | Approved | NM-NC Net Metering | Carolinas | 2012-02-28 | Connected | Photovoltaic |  | 0.74 | Northern | Single | 2011-09-02 |  | 2011-09-02 | Executed
DC | Buncombe | Ted Riskin | 120/240 | Distribution | Qty 25 Solar World 280 | 7 | Solar | Residential | 81 Log Gap Rd | Fairview | NC | 28730 | Approved | NC NM-Net Metering for Renewable Energy Facilities | PEC Carolinas | 2014-08-28 | Connected | Photovoltaic |  | 5.39 | Western | Single | 2014-08-05 |  | 2014-08-06 | Executed
DC | Volusia | Ted Faulkner |  | Distribution |  | 10 | Solar | Residential | 1850 MERCERS HAMMOCK CT | Deland | FL | 32720 | Approved | NM-FL Net Metering | FL | 2011-07-27 | Connected | Photovoltaic |  | 8.5 | North Central |  | 2014-09-10 |  |  | Executed
DC |  | Telamon Corp | 480Y/277 | Distribution | 225 (220 Watt) Sanyo Solar Panels | 49.5 | Solar | Non-Residential | 1000 116th St E | Carmel | IN | 46032 | Approved | Net Metering - Standard Contract Rider No. 57 | IN | 2012-01-20 | Connected | Photovoltaic |  | 49.5 | Central | 3-phase | 2011-12-01 |  | 2011-12-01 | Executed
DC | Durham | Charles E Richardson | 120/240 | Distribution | Qty 24 Axitec 250W Solar Panels | 6 | Solar | Residential | 1925 W Cornwallis Rd | Durham | NC | 27705 | Approved | NM-NC Net Metering | Carolinas | 2015-06-02 | Connected | Photovoltaic |  | 5.76 | Northern | Single | 2015-04-27 | 2015-05-29 | 2015-04-27 | Executed
DC | Guilford | Charles E Headington | 120/240 | Distribution | qty 14 SolarEdge 270w PV Modules | 3.78 | Solar | Residential | 515 N Mendenhall St | Greensboro | NC | 27401 | Approved | NM-NC Net Metering | Carolinas | 2015-06-16 | Connected | Photovoltaic |  | 3.78 | Northern | Single | 2015-04-29 | 2015-06-10 | 2015-04-29 | Executed
DC | Henderson | Charles Breckheimer | 120/240 | Distribution | 20 Siliken SLK60 P6L 250 watt poly-crystalline modules | 5 | Solar | Non-Residential | 30 Birchwood Views Drive | Hendersonville | NC | 28739 | Approved | PP-N NC - Non-Hydroelectric Qualifying Facilities | Carolinas | 2012-10-02 | Connected | Photovoltaic | Breckheimer PV Installation | 4.875 | Southern | Single | 2012-07-24 | 2012-09-26 | 2012-07-24 | Executed
DC | Durham | Charles Brandon Mitchell | 120/240 | Distribution |  | 4.16 | Solar | Residential | 5106 Paperbark Ct | Durham | NC | 27713 | Approved | PP-N NC - Non-Hydroelectric Qualifying Facilities | Carolinas | 2009-03-27 | Connected | Photovoltaic | Mitchell PV Installation | 4.16 | Northern | Single | 2011-04-07 |  | 2010-07-22 | Executed
DC | Orange | Terence Lange |  | Distribution |  | 7.2 | Solar | Residential | 252 BRIGADOON PT | ORLANDO | FL | 32835 | Approved | NM-FL Net Metering | FL | 2012-02-03 | Connected | Photovoltaic |  | 6.12 | South Central |  | 2014-09-10 |  |  | Executed
DC | Sampson | Tart Farm, LLC |  | Distribution |  |  | Solar | Non-Residential | Unknown | Godwin | NC | 28344 | Approved |  | PEC Carolinas |  | Pending | Photovoltaic |  | 4998 | Unknown |  | 2014-10-21 |  | 2014-02-19 | Open
DC | Nash | Tate Solar LLC |  | Distribution | Qty 22,344 JA Solar JAP6 72-310/3BB | 6926.64 | Solar | Non-Residential | 6800 Taylor Gin Rd. | Castalia | NC | 27816 | Pending |  | PEC Carolinas |  | Pending | Photovoltaic |  | 4500 | Unknown | 3-phase | 2015-01-12 |  | 2015-01-12 | Open
DC | Orange | Teresa Allen | 120/240 | Distribution | Qty 41 AS-6p30-255W Solar Panels | 10.46 | Solar | Residential | 6038 Golden Dewdrop Trl | Windermere | FL | 34786 | Approved | NM-FL Net Metering | FL | 2015-05-26 | Connected | Photovoltaic |  | 8.886 | South Central | Single | 2015-05-22 |  | 2015-05-22 | Executed
DC | Onslow | Teresa Hetherington | 120/240 | Distribution | QTY 12 LG 265 Mono X panels | 3.18 | Solar | Residential | 1342 Old Maplehurst Rd | Jacksonville | NC | 28540 | Approved | NC NM-Net Metering for Renewable Energy Facilities | PEC Carolinas | 2014-07-10 | Connected | Photovoltaic |  | 2.58 | Eastern | Single | 2014-05-20 |  | 2014-05-20 | Executed
DC | Pinellas | Teresa Hunter |  | Distribution |  | 2.76 | Solar | Residential | 417 12TH AVE | INDIAN ROCKS BEACH | FL | 33785 | Approved | NM-FL Net Metering | FL | 2011-02-16 | Connected | Photovoltaic |  | 2.346 | South Coastal |  | 2014-09-10 |  |  | Executed
DC | Wayne | Teresa Wolf | 120/240 | Distribution | QTY 12 SUNIVA 270 OPTIMUS SOLAR MODULES | 3.24 | Solar | Residential | 104 Brighton DR | Goldsboro | NC | 27530 | Approved | NC NM-Net Metering for Renewable Energy Facilities | PEC Carolinas | 2014-08-21 | Connected | Photovoltaic |  | 4.2 | Eastern | Single | 2014-07-01 |  | 2014-07-01 | Executed
DC | Highlands | Terrance Hartigh |  | Distribution |  | 5.59 | Solar | Residential | 3003 CEDORA TER | SEBRING | FL | 33870 | Approved | NM-FL Net Metering | FL | 2011-05-20 | Connected | Photovoltaic |  | 4.752 | South Central |  | 2014-09-10 |  |  | Executed
DC | Durham | Charles Berels Jr. | 120/240 | Distribution | Qty 27 (230 Watt) SunPower SRP-230 | 6.21 | Solar | Residential | 6 McCool Ct | Durham | NC | 27703 | Approved | NM-NC Net Metering | Carolinas | 2014-09-11 | Connected | Photovoltaic |  | 6 | Northern | Single | 2014-09-04 | 2014-09-11 | 2014-09-04 | Executed
DC | LAKE | Terrell Bullock |  | Distribution |  | 6.37 | Solar | Residential | 173 BAYOU BEND ROAD, SOLAR POWER | GROVELAND | FL | 34736 | Approved | NM-FL Net Metering | FL | 2013-11-14 | Connected | Photovoltaic |  | 5.415 | South Central |  | 2014-09-10 |  |  | Executed
DC | Rockingham | Teague Solar, LLC | 12,470Y/7,200 | Distribution | Qty 21,280 Trina TSM 305W Solar panels | 6490 | Solar | Non-Residential | 350 Teague Rd | Madison | NC | 27025 | Pending | PP-N NC - Non-Hydroelectric Qualifying Facilities | Carolinas |  | Pending | Photovoltaic |  | 4999 | Northern | 3-phase | 2014-12-26 |  | 2014-12-26 | Open
AC | Greenville | Tech 3 Solutions, Inc | 480Y/277 | Distribution |  | 400 | Natural Gas | Non-Residential | 54 Woodruff Oaks Lane | Greenville | SC | 29607 | Cancelled | PG-SC Parallel Generation | Carolinas |  | Cancelled | Reciprocating Engine |  | 400 | Southern | 3-phase | 2011-07-19 |  | 2011-07-19 | Cancelled
AC |  | Tech 3 Solutions, Inc | 480Y/277 | Distribution | Leroy Somer LSA49.1 L9 Generator | 600 | Natural Gas | Non-Residential | 54 Woodruff Oaks Lane | Greenville | SC | 29607 | Cancelled | PG-SC Parallel Generation | Carolinas |  | Cancelled | Reciprocating Engine |  | 600 | Southern | 3-phase | 2012-11-29 |  | 2012-11-29 | Cancelled
DC | Pinellas | Terrell Dukes | 120/240 | Distribution | Qty 4 Pro-G3/250Watts, Solar Panels | 1 | Solar | Residential | 1400 63rd Ter S | St Petersburg | FL | 33705 | Approved | NM-FL Net Metering | FL | 2015-05-20 | Connected | Photovoltaic |  | 0.85 | South Coastal | Single | 2015-05-05 |  | 2015-05-05 | Executed
DC | Mecklenburg | Charles Barrett | 120/240 | Distribution | Qty 4 Renesola 250W Solar Panels | 1 | Solar | Residential | 6420 Lake Forest Rd E | Charlotte | NC | 28227 | Approved | NM-NC Net Metering | Carolinas | 2014-12-30 | Connected | Photovoltaic |  | 0.86 | Central | Single | 2014-09-30 | 2014-12-19 | 2014-09-30 | Executed
DC | MOORE | Ted Graham | 120/240 |  |  | 4.45 | Solar | Residential | 135 Lakeside Court | Pinehurst | NC | 28374 | Approved | NC CSP-Cogeneration and Small Power Producer-Sell All | PEC Carolinas | 2010-01-14 | Connected | Photovoltaic |  | 3.56 | Southern | Single | 2012-10-18 |  |  | Executed
DC | Durham | Charles B Miller | 120/240 | Distribution | Qty 20 REC 260W Solar Panels | 5.2 | Solar | Residential | 2996 Rolling Hill Rd | Durham | NC | 27705 | Approved | NM-NC Net Metering | Carolinas | 2015-06-02 | Connected | Photovoltaic |  | 5 | Northern | Single | 2015-05-11 | 2015-05-29 | 2015-05-11 | Executed
AC | CLINTON | TED R SHEETS | 120/240 |  | Skystream 3.7 at old rating | 1.8 | Wind | Residential | 8791 COUNTY ROAD 0 EW N | FRANKFORT | IN | 46041 | Approved | Net Metering - Standard Contract Rider No. 57 | IN | 2008-09-22 | Connected | Turbine |  | 1.8 | North | Single |  |  |  | Executed
DC | Orange | Chapel Hill/Carrboro Scho | 208Y/120 | Distribution | Qty 4 REC 255W Solar Panels | 1.02 | Solar | Non-Residential | 900 Old Fayetteville Rd | Chapel Hill | NC | 27516 | Approved | NM-NC Net Metering | Carolinas | 2014-10-24 | Connected | Photovoltaic |  | 0.86 | Northern | 3-phase | 2014-10-20 | 2014-10-23 | 2014-10-20 | Executed
DC | Union | Ted Von Badinski | 120/240 | Distribution | Qty 24 Qcells 270W Solar Panels | 6.48 | Solar | Residential | 7217 Orchard Ridge Rd | Waxhaw | NC | 28173 | Pending | NM-NC Net Metering | Carolinas |  | Pending | Photovoltaic |  | 6 | Central | Single | 2015-06-12 |  | 2015-06-12 | Open
DC | Chatham | Terri McClernon | 120/240 | Distribution | Qty 16 (255 Watt) REC255PEBLK Solar Panels | 4.08 | Solar | Residential | 365 Nicks Bnd W | Pittsboro | NC | 27312 | Approved | NC NM-Net Metering for Renewable Energy Facilities | PEC Carolinas | 2015-01-20 | Connected | Photovoltaic |  | 3.14 | Northern | Single | 2014-12-05 |  | 2014-12-05 | Executed
DC | Kenton | Terry Chauvin | 120/240 | Distribution | Seven Silken 250-W solar panels | 1.75 | Solar | Residential | 3245 Huntersridge Lane | Taylor Mill | KY | 41015 | Approved | Rider NM - Net Metering Rider - KY | OH/KY | 2012-05-03 | Connected | Photovoltaic |  | 1.505 | North | Single | 2012-04-24 |  | 2012-04-24 | Executed
DC | Floyd | Terry E Laun | 120/240 | Distribution | thirty-eight 265-W Suniva Optimus OPT265-6-4-1B0 solar panels | 10.07 | Solar | Residential | 1723 Scheller Ln | New Albany | IN | 47150 | Approved | Net Metering - Standard Contract Rider No. 57 | IN | 2014-05-22 | Connected | Photovoltaic |  | 8.17 | Southern | Single | 2014-05-14 |  | 2014-05-14 | Executed
DC | Lake | Terry Hodgkinson | 120/240 | Distribution | Qty 24 (250 Watt) Yingli YL250P-29B Solar Panels | 6 | Solar | Residential | 347 Silver Maple Rd | Solar Power Groveland | FL | 34736 | Approved | NM-FL Net Metering | FL | 2015-01-30 | Connected | Photovoltaic |  | 5.1 | South Central | Single | 2015-01-26 |  | 2015-01-26 | Executed
DC |  | Temple Baptist Church | 208Y/120 | Distribution | two hundred sixteen 235-Watt Sharp panels | 50.76 | Solar | Non-Residential | 11965 Kenn Road | Cincinnati | OH | 45246 | Cancelled | Rider NM - Net Metering Rider - OH | OH/KY |  | Cancelled | Photovoltaic |  | 42 | South | 3-phase | 2011-11-15 |  | 2011-11-15 | Cancelled
DC |  | Temple Baptist College Library Building | 208Y/120 | Distribution | Forty-Four 235 Watt Sharp Solar Panels | 10.34 | Solar | Non-Residential | 11965 Kenn Road | Springdale | OH | 45240 | Cancelled | Rider NM - Net Metering Rider - OH | OH/KY |  | Cancelled | Photovoltaic |  | 10 | South | 3-phase | 2011-11-15 |  | 2011-11-15 | Cancelled
DC | Orange | Chapel Hill Tire Company-Solar-West Main | 208Y/120 | Distribution |  | 16.4 | Solar | Non-Residential | 203 West Main St | Carrboro | NC | 27510 | Approved | PP-N NC - Non-Hydroelectric Qualifying Facilities | Carolinas | 2010-03-31 | Connected | Photovoltaic | Chapel Hill Tire Company PV Installation | 16.4 | Northern | 3-phase | 2011-04-07 |  | 2009-11-06 | Executed
DC | Orange | Chapel Hill Tire Company, Inc-Solar-West Franklin | 120/240 | Distribution | Qty 20 (240 Watt) REC 240 PE | 4.8 | Solar | Non-Residential | 464 W Franklin Street | Chapel Hill | NC | 27516 | Approved | PP-N NC - Non-Hydroelectric Qualifying Facilities | Carolinas | 2012-11-20 | Connected | Photovoltaic | West Franklin PV Installation | 4 | Northern | Single | 2012-10-08 | 2012-11-14 | 2012-10-08 | Executed
DC |  | Terry Rath | 120/240 | Distribution | forty-three 235-W Solar Edge panels | 10.11 | Solar | Residential | 15 Garden Place | Cincinnati | OH | 45208 | Approved | Rider NM - Net Metering Rider - OH | OH/KY | 2012-07-26 | Connected | Photovoltaic |  | 10 | South | Single | 2012-01-06 |  | 2012-01-06 | Executed
DC | Wake | Terry Sanford Courthouse (US General SVC Administration) |  | Distribution |  | 515 | Solar | Non-Residential | 310 New Bern Ave. | Raleigh | NC | 27601 | Approved | NC NM-Net Metering for Renewable Energy Facilities | PEC Carolinas | 2011-01-18 | Connected | Photovoltaic |  | 515 | Unknown |  | 2014-10-21 |  | 2010-08-30 | Executed
DC | Alamance | Chad D Davis | 120/240 | Distribution |  | 4 | Solar | Non-Residential | 2318 Marlowe Drive | Burlington | NC | 27215 | Approved | PP-N NC - Non-Hydroelectric Qualifying Facilities | Carolinas | 2011-12-05 | Connected | Photovoltaic | Davis PV Installation | 3 | Northern | Single | 2011-10-28 |  | 2011-10-28 | Executed
DC | Lake | Tesla Johnson |  | Distribution |  | 14.7 | Solar | Residential | 36649 SUNDANCE DR | Grand Island | FL | 32735 | Approved | NM-FL Net Metering | FL | 2009-09-21 | Connected | Photovoltaic |  | 12.495 | North Central |  | 2014-09-10 |  |  | Executed
DC | Orange | Cemil Aydin | 120/240 | Distribution | QTY 25 REC 255 Peak Energy BLK Series | 6.38 | Solar | Residential | 100 Roger Cook Cir | Carrboro | NC | 27510 | Approved | NM-NC Net Metering | Carolinas | 2014-10-27 | Connected | Photovoltaic |  | 6 | Northern | Single | 2014-10-16 | 2014-10-24 | 2014-10-16 | Executed
DC | Orange | Teri Solar |  | Distribution | 17424 Trina TSM-285 PA 14 panels with 8 500kW AE Solaron 500 Inverters. | 4965 | Solar | Non-Residential | 1600 Saddle Club Road | Mebane | NC | 27302 | Cancelled | PP-N NC - Non-Hydroelectric Qualifying Facilities | Carolinas |  | Cancelled | Photovoltaic |  | 4000 | Northern |  | 2013-05-20 |  | 2013-05-20 | Cancelled
DC | Pinellas | Test- Alicia Ryan | 120/240 | Distribution | Qty 5 200 watt | 4 | Solar | Residential | 111 Clearmeadow Drive | Clearwater | FL | 22339 | Approved | NM-FL Net Metering | FL | 2015-05-22 | Connected | Photovoltaic |  | 5 | South Coastal | Single | 2015-05-22 |  | 2015-05-22 | Executed
DC |  | Thane Thompson | 120/240 | Distribution | thirty-six SunPower 230NE 230-W modules | 8.28 | Solar | Residential | 7442 Kingstonview Ct | Cincinnati | OH | 45255 | Approved | Rider NM - Net Metering Rider - OH | OH/KY | 2012-08-10 | Connected | Photovoltaic |  | 7 | North | Single | 2012-08-01 |  | 2012-08-01 | Executed
DC | Orange | Thanh Tran |  | Distribution |  | 5.06 | Solar | Residential | 7620 HIDDEN CYPRESS DR | Orlando | FL | 32822 | Approved | NM-FL Net Metering | FL | 2010-06-22 | Connected | Photovoltaic |  | 4.301 | South Central |  | 2014-09-10 |  |  | Executed
DC | Orange | Thanhmai Luong |  | Distribution |  | 10 | Solar | Residential | 1816 CAROLINA WREN DR | Ocoee | FL | 34761 | Approved | NM-FL Net Metering | FL | 2012-12-21 | Connected | Photovoltaic |  | 8.5 | South Central |  | 2014-09-10 |  |  | Executed
DC |  | Terrell Solar Farm, LLC |  |  | 17,404 CS6XP-310 solar module | 5395 | Solar | Non-Residential | 778 Newton Dairy Road | Henderson | NC | 27537 | Pending |  | PEC Carolinas |  |  | Photovoltaic |  |  | Unknown |  | 2015-05-18 |  | 2015-05-18 | Open
DC | Rowan | Cecil R Manning | 120/240 | Distribution | Qty 10 (300 Watt) LG300N1C-G3 | 3 | Solar | Residential | 1435 Barnhardt Rd | China Grove | NC | 28023 | Approved | NM-NC Net Metering | Carolinas | 2015-05-12 | Connected | Photovoltaic |  | 2.4 | Central | Single | 2015-02-06 | 2015-03-19 | 2015-02-06 | Executed
DC | Iredell | Catherine Hooks | 120/240 | Distribution |  | 3.37 | Solar | Residential | 345 Winding Shore Road | Troutman | NC | 28166 | Approved | PP-N NC - Non-Hydroelectric Qualifying Facilities | Carolinas | 2011-06-06 | Connected | Photovoltaic | Hooks PV Installation | 3 | Northern | Single | 2011-05-16 |  | 2011-03-09 | Executed
DC | Lake | Terri Amundson | 120/240 | Distribution | Qty 25 Trina 245W Solar Panles | 6.13 | Solar | Residential | 379 Silver Maple Rd | Solar Pwr Groveland | FL | 34736 | Pending | NM-FL Net Metering | FL |  | Pending | Photovoltaic |  | 5.206 | South Central | Single | 2015-06-16 |  | 2015-06-17 | Open
DC | Hamilton | The Children's Home of Cincinnati | 480Y/277 | Distribution | two hundred sixteen 240-W Trina Solar panels | 51.84 | Solar | Non-Residential | 5100 Madison RD | Cincinnati | OH | 45227 | Approved | Rider NM - Net Metering Rider - OH | OH/KY | 2014-04-18 | Connected | Photovoltaic |  | 48 | South | 3-phase | 2014-03-13 |  | 2014-03-13 | Executed
DC | BUNCOMBE | Terri L. Lechner | 120/240 |  |  | 4.88 | Solar | Residential | 19 Morse Drive | Asheville | NC | 28806 | Approved | NC CSP-Cogeneration and Small Power Producer-Sell All | PEC Carolinas | 2011-12-21 | Connected | Photovoltaic |  | 3.9 | Western | Single | 2012-10-18 |  |  | Executed
DC | Rowan | Catawba College | 480Y/277 | Distribution | QTY 120 Sunmodule Plus SW 275 Mono | 33 | Solar | Non-Residential | 2300 W Innes St | Salisbury | NC | 28144 | Pending | NM-NC Net Metering | Carolinas |  | Under Construction | Photovoltaic |  | 28 | Central | 3-phase | 2014-10-02 |  | 2014-10-02 | Open
DC | Rowan | Catawba College | 480Y/277 | Distribution | QTY 60 Sunmodule Plus SW 275 Mono | 16.5 | Solar | Non-Residential | 2300 W Innes St | Salisbury | NC | 28144 | Pending | NM-NC Net Metering | Carolinas |  | Under Construction | Photovoltaic |  | 16.5 | Central | 3-phase | 2014-10-02 |  | 2014-10-02 | Open
DC | Orange | The Harrington Group |  | Distribution |  | 24.84 | Solar | Non-Residential | 11501 LAKE UNDERHILL RD, *UNIT B-102 | Orlando | FL | 32825 | Approved | NM-FL Net Metering | FL | 2010-09-27 | Connected | Photovoltaic |  | 21.114 | South Central |  | 2014-09-10 |  |  | Executed
DC |  | The Kroger Company-NM | 480Y/277 | Distribution | five hundred forty 225-W solar panels | 121.5 | Solar | Non-Residential | 6388 Branch Hill Guinea Pike | Miami Township | OH | 45140 | Approved | Rider NM - Net Metering Rider - OH | OH/KY | 2011-06-30 | Connected | Photovoltaic |  | 108 | Central | 3-phase |  |  |  | Executed
DC | MONROE | TERRY M WALTER | 120/240 |  | eighteen 120-W Evergreen Solar EC120 solar panels | 2.16 | Solar | Residential | 2125 SUSIE ST | BLOOMINGTON | IN | 47401 | Approved | Net Metering - Standard Contract Rider No. 57 | IN | 2009-03-12 | Connected | Photovoltaic |  | 2.16 | Soutwest | Single |  |  |  | Executed
DC | Polk | The Lamar Company LLC |  | Distribution |  | 1.5 | Solar | Non-Residential | 916 SCOTT LN *SIGN, PANEL 26002-26003 | LOUGHMAN | FL | 33858 | Approved | NM-FL Net Metering | FL | 2013-03-13 | Connected | Photovoltaic |  | 1.275 | South Central |  | 2014-09-10 |  |  | Executed
DC | Rowan | Catawba College | 480Y/277 | Distribution | QTY 80 Sunmodule Plus SW 275 Mono | 22 | Solar | Non-Residential | 2300 W Innes St | Salisbury | NC | 28144 | Pending | NM-NC Net Metering | Carolinas |  | Under Construction | Photovoltaic |  | 22 | Central | 3-phase | 2014-10-02 |  | 2014-10-02 | Open
DC | Rowan | Catawba College | 480Y/277 | Distribution | QTY 240 Sunmodule Plus SW 275 Mono | 66 | Solar | Non-Residential | 2300 W Innes St | Salisbury | NC | 28144 | Pending | NM-NC Net Metering | Carolinas |  | Under Construction | Photovoltaic |  | 56 | Central | 3-phase | 2014-10-02 |  | 2014-10-02 | Open
DC | Polk | The Nature Conservancy |  | Distribution |  | 5.06 | Solar | Non-Residential | 674 Pfundstein Rd | Babson Park | FL | 33827 | Approved | NM-FL Net Metering | FL | 2009-01-23 | Connected | Photovoltaic |  | 4.301 | South Central |  | 2014-09-10 |  |  | Executed
DC | Rowan | Catawba College | 480Y/277 | Distribution | QTY 120 Sunmodule Plus SW 275 Mono | 33 | Solar | Non-Residential | 2300 W Innes St | Salisbury | NC | 28144 | Pending | NM-NC Net Metering | Carolinas |  | Under Construction | Photovoltaic |  | 30 | Central | 3-phase | 2014-10-02 |  | 2014-10-02 | Open
DC | Cabarrus | Terry W Woods | 120/240 | Distribution | Qty 8 Rensola 250W Solar Panels | 2 | Solar | Residential | 2319 Oxford Dr. | Kannapolis | NC | 28081 | Pending | NM-NC Net Metering | Carolinas |  | Pending | Photovoltaic |  | 1.72 | Central | Single | 2015-04-09 | 2015-05-01 | 2015-04-09 | Open
DC | Randolph | The Rock Solar Energy Plant, LLC |  | Distribution |  | 400 | Solar | Non-Residential | 120 E Pritchard Street | Asheboro | NC | 27203 | Approved | Negotiated (NC) | PEC Carolinas | 2012-04-30 | Connected | Photovoltaic |  | 340 | Unknown |  | 2014-10-21 |  | 2011-10-10 | Executed
DC | Pickens | Cassandra K. Wilson | 120/240 | Distribution |  | 11 | Solar | Residential | 1308 Circle Rd | Easley | SC | 29642 | Approved | NM-SC Net Metering | Carolinas | 2010-02-01 | Connected | Photovoltaic |  | 11 | Southern | Single | 2011-04-07 |  | 2010-01-20 | Executed
DC | Pinellas | The Studio At 620 Inc | 208Y/120 | Distribution |  | 9.02 | Solar | Non-Residential | 620 1st Ave S | St. Petersburg | FL | 33701 |  | NM-FL Net Metering | FL | 2014-06-04 | Connected | Photovoltaic |  | 7.667 | South Coastal | 3-phase |  |  |  | Executed
DC | New Hanover | The Surf Club Inc. |  | Distribution |  | 18.3 | Solar | Non-Residential | 1 E. Mallard Street | Wrightsville Beach | NC | 28481 | Approved | NC NM-Net Metering for Renewable Energy Facilities | PEC Carolinas | 2014-05-02 | Connected | Photovoltaic |  | 16 | Unknown |  | 2014-10-21 |  | 2014-03-19 | Executed
DC | Buncombe | TGS Hospitality LLC | 120/240 | Distribution | Qty 5 Soltech Forest Green 245 W Modules | 1.23 | Solar | Non-Residential | 70 Westgate Pkwy | Asheville | NC | 28806 | Approved | NC NM-Net Metering for Renewable Energy Facilities | PEC Carolinas | 2014-05-01 | Cancelled | Photovoltaic |  | 1.225 | Western | Single | 2014-04-15 |  | 2014-04-15 | Cancelled
DC | CLERMONT | THAD & JOYE BAUER | single |  | thirty-four 175-W Suntech Black Label STP175S-24/Ab-1 solar panels | 5.95 | Solar | Residential | 655 POLO WOODS DR | CINCINNATI | OH | 45244 | Approved | Rider NM - Net Metering Rider - OH | OH/KY | 2010-06-17 | Connected | Photovoltaic |  | 6.46 | East | 120/240 |  |  |  | Executed
DC | Pinellas | Thelma Riley |  | Distribution |  | 5.2 | Solar | Residential | 2407 51ST ST S | St Petersburg | FL | 33707 | Approved | NM-FL Net Metering | FL | 2010-02-18 | Connected | Photovoltaic |  | 4.42 | South Coastal |  | 2014-09-10 |  |  | Executed
DC | Alachua | Themeworks Inc |  | Distribution |  | 85.68 | Solar | Non-Residential | 1210 S MAIN ST HIGH SPRINGS FL 32643 | High Springs | FL | 32643 | Approved | NM-FL Net Metering | FL | 2013-04-02 | Connected | Photovoltaic |  | 72.828 | North Coastal |  | 2014-09-10 |  |  | Executed
DC | Buncombe | Theodore Figura | 120/240 | Distribution | QTY 12 Sunmodule SW 270 | 3.24 | Solar | Residential | 118 Logan Ave | Asheville | NC | 28806 | Approved | NC NM-Net Metering for Renewable Energy Facilities | PEC Carolinas | 2014-07-08 | Connected | Photovoltaic |  | 3 | Western | Single | 2014-05-08 |  | 2014-05-08 | Executed
DC | Randolph | Thayer Coggin INC 0001676445 |  | Distribution | Qty 560 250W Light Solar P 1640x990 Series Solar Panels | 140 | Solar | Non-Residential | 230 South Rd | High Point | NC | 27262 | Pending | NM-NC Net Metering | Carolinas |  | Pending | Photovoltaic |  | 112 | Northern | 3-phase | 2015-03-10 |  | 2015-03-10 | Open
DC | Randolph | Thayer Coggin INC 0001676446 |  | Distribution | Qty 280 250W Lightway Solar Module P 1640x990 Solar Panels | 70 | Solar | Non-Residential | 230 South Rd | High Point | NC | 27262 | Pending | NM-NC Net Metering | Carolinas |  | Pending | Photovoltaic |  | 56 | Northern | 3-phase | 2015-03-10 |  | 2015-03-10 | Open
DC | Hamilton | Theresa Bloom- Tudor | 120/240 | Distribution | ten 270-W Suniva Optimus OPT270-60-4-1B0 solar panels | 2.7 | Solar | Residential | 1235 Bates | Cincinnati | OH | 45225 | Approved | Rider NM - Net Metering Rider - OH | OH/KY | 2014-08-27 | Connected | Photovoltaic |  | 2.5 | Central | Single | 2014-08-13 |  | 2014-08-13 | Executed
DC | Pinellas | Theresa Capricci | 120/240 | Distribution | Axitec Ac-250P/156-60S | 5 | Solar | Residential | 769 RUSTIC OAKS DR | Palm Harbor | FL | 34684 | Approved | NM-FL Net Metering | FL | 2015-01-14 | Connected | Photovoltaic |  | 4.25 | South Coastal | Single | 2015-01-12 |  | 2015-01-12 | Executed
DC | Buncombe | The Big Chicken LLC | 208Y/120 |  | 40 255 W Convergy Modules | 10.2 | Solar | Non-Residential | 60 McKinnish Cove Rd | Asheville | NC | 28806 | Approved | NC CSP-Cogeneration and Small Power Producer-Sell All | PEC Carolinas | 2013-10-29 | Connected | Photovoltaic |  | 8 | Western | Single | 2013-07-24 |  | 2013-07-24 | Executed
DC | NEW HANOVER | The Camp Group, LLC | 120/240 |  |  | 9.6 | Solar | Non-Residential | 311 Judges Road | Wilmington | NC | 28405 | Approved | NC CSP-Cogeneration and Small Power Producer-Sell All | PEC Carolinas | 2009-09-01 | Connected | Photovoltaic |  | 7.68 | Eastern | Single | 2012-10-18 |  |  | Executed
DC |  | Theresa Clock | 120/240 | Distribution | Twelve 180W Melink-180 | 2.16 | Solar | Residential | 10621 Riverwalk Cove | Harrison | OH | 45030 | Approved | Rider NM - Net Metering Rider - OH | OH/KY | 2013-10-09 | Connected | Photovoltaic |  | 2 | North | Single | 2012-06-13 |  | 2012-06-13 | Executed
DC | Orange | Carrboro Community Solar LLC | 120/240 | Distribution | 20 Suniva Optimus 250W Solar Modules | 5 | Solar | Non-Residential | 301 W Main St | Carrboro | NC | 27510 | Approved | PP-N NC - Non-Hydroelectric Qualifying Facilities | Carolinas | 2013-02-27 | Connected | Photovoltaic | Carrboro Community Solar PV Installation | 5 | Northern | Single | 2012-11-19 | 2013-02-26 | 2012-11-19 | Executed
DC | Volusia | Theresa M Guse | 120/240 | Distribution |  | 7.85 | Solar | Residential | 1740 CARR ST | Deland | FL | 32720 | Approved | NM-FL Net Metering | FL | 2014-12-29 | Connected | Photovoltaic |  | 6.67 | North Central | Single | 2014-12-26 |  | 2014-12-26 | Executed
DC | Buncombe | Theresa M. Brady | 120/240 | Distribution |  | 3.88 | Solar | Residential | 30 Bear Hollow Lane | Fairview | NC | 28730 | Approved | NC NM-Net Metering for Renewable Energy Facilities | PEC Carolinas | 2012-08-28 | Connected | Photovoltaic |  | 3.1 | Western | Single | 2012-10-18 |  |  | Executed
DC | Buncombe | The Housing Authority for the City of Asheville | 480Y/277 | Distribution | Qty 288 Sunpower 435w Modules | 125.28 | Solar | Non-Residential | 133 Livingston Street | Asheville | NC | 28801 | Pending | PP-N NC - Non-Hydroelectric Qualifying Facilities | PEC Carolinas |  | Pending | Photovoltaic |  | 162.701 | Unknown | 3-phase | 2014-10-26 |  | 2014-09-08 | Open
DC | LAKE | Theresa Turkel |  | Distribution |  | 6.86 | Solar | Residential | 175 BAYOU BEND ROAD, SOLAR POWER | GROVELAND | FL | 34736 | Approved | NM-FL Net Metering | FL | 2013-10-14 | Connected | Photovoltaic |  | 5.831 | South Central |  | 2014-09-10 |  |  | Executed
DC | Rutherford | Carolyn Wilson | 120/240 | Distribution | qty 14 LG300N1C-G3 solar panels | 4.2 | Solar | Residential | 487 Old Hollis Rd | Ellenboro | NC | 28040 | Approved | NM-NC Net Metering | Carolinas | 2015-02-02 | Connected | Photovoltaic |  | 3.5 | Southern | Single | 2015-01-08 | 2015-01-30 | 2015-01-08 | Executed
DC | Lake | Thomas Croeze |  | Distribution |  | 7.5 | Solar | Residential | 852 HARING LN | MOUNT DORA | FL | 32757 | Approved | NM-FL Net Metering | FL | 2013-02-13 | Connected | Photovoltaic |  | 6.375 | North Central |  | 2014-09-10 |  |  | Executed
DC | Orange | Thomas Stano |  | Distribution |  | 5.04 | Solar | Residential | 9018 HAYWOOD CT | Orlando | FL | 32825 | Approved | NM-FL Net Metering | FL | 2010-05-25 | Connected | Photovoltaic |  | 4.284 | South Central |  | 2014-09-10 |  |  | Executed
DC | HAMILTON | THE MIAMI CORP - NM | single |  | one hundred ninety-eight 220-W Schuco MPE220 PS-09 modules | 43.56 | Solar | Non-Residential | 720 ANDERSON FERRY RD | CINCINNATI | OH | 45238 | Approved | Rider NM - Net Metering Rider - OH | OH/KY | 2010-11-16 | Connected | Photovoltaic |  | 42 | Central | 120/240 |  |  |  | Executed
DC | Orange | Caroline Dyar and Michael Patrick Rooney | 120/240 | Distribution | Qty 12 (180 Watt) Schuco MPE 180 MS 05 | 2.16 | Solar | Residential | 101 Thomas Ln Unit#3C | Carrboro | NC | 27510 | Approved | NM-NC Net Metering | Carolinas | 2013-02-21 | Connected | Photovoltaic |  | 2 | Northern | Single | 2013-01-28 | 2013-02-20 | 2013-01-28 | Executed
DC | Surry | Carolina Heritage Vineyards - NM | 120/240 | Distribution |  | 6.9 | Solar | Non-Residential | 170 Heritage Vines Way | Elkin | NC | 28621 | Approved | NM-NC Net Metering | Carolinas | 2011-03-08 | Connected | Photovoltaic |  | 6 | Northern | Single | 2011-04-07 |  | 2011-01-27 | Executed
DC | Spartanburg | The Patton Company |  | Distribution | Qty 80 (260 Watt) Canadian Solar CS6P-260P Solar Panels | 20.8 | Solar | Non-Residential | 101 Wrench Dr | Greer | SC | 29651 | Pending | NM-SC Net Metering | Carolinas |  | Pending | Photovoltaic |  | 20 | Southern | 3-phase | 2015-06-03 |  | 2015-06-03 | Open
DC | WARREN | THE PRACTICE CENTER - NM | single |  | sixty-three 230-W Yingli YL230P-29b solar modules | 14.49 | Solar | Non-Residential | 400 SHADY GLEN DR | FRANKLIN | OH | 45005 | Approved | Rider NM - Net Metering Rider - OH | OH/KY | 2010-10-20 | Connected | Photovoltaic |  | 11.97 | North | 120/240 |  |  |  | Executed
DC | Pinellas | Thomas Bratteig |  | Distribution |  | 2.3 | Solar | Residential | 521 FERNSHIRE DR | Palm Harbor | FL | 34683 | Approved | NM-FL Net Metering | FL | 2011-05-17 | Connected | Photovoltaic |  | 1.955 | South Coastal |  | 2014-09-10 |  |  | Executed
DC | Pinellas | Thomas Broughton |  | Distribution |  | 10.75 | Solar | Residential | 5656 63RD STREET NORTH | ST. PETERSBURG | FL | 33709 | Approved | NM-FL Net Metering | FL | 2013-06-04 | Connected | Photovoltaic |  | 9.138 | South Coastal |  | 2014-09-10 |  |  | Executed
DC | MOORE | B2R2 LLC | 120/240 |  |  | 5.18 | Solar | Non-Residential | 290 Ridgeline Drive | Aberdeen | NC | 28315 | Cancelled | NC CSP-Cogeneration and Small Power Producer-Sell All | PEC Carolinas |  | Cancelled | Photovoltaic |  | 4.14 | Southern | Single | 2012-10-18 |  |  | Cancelled
DC | Guilford | Carol Tyte | 120/240 | Distribution | Qty 20 Suniva Optimus 260 W Solar Panels | 5.2 | Solar | Residential | 1702 Redbird Dr | Greensboro | NC | 27313 | Approved | NM-NC Net Metering | Carolinas | 2014-08-28 | Connected | Photovoltaic |  | 6.75 | Northern | Single | 2014-07-29 | 2014-08-27 | 2014-07-29 | Executed
DC | Pinellas | Thomas C Gajentan | 120/240 | Distribution | Qty 23 Canadian Solar CS6P 260W Solar Panels | 5.98 | Solar | Residential | 11714 106th Ct | Largo | FL | 33778 | Approved | NM-FL Net Metering | FL | 2015-04-23 | Connected | Photovoltaic |  | 5.083 | South Coastal | Single | 2015-04-09 |  | 2015-04-09 | Executed
DC | Mecklenburg | Thelma E. White | 120/240 | Distribution | Qty 8 RenSola 250W Solar Panels | 2 | Solar | Residential | 612 Westside Ter | Davidson | NC | 28036 | Pending | NM-NC Net Metering | Carolinas |  | Pending | Photovoltaic |  | 1.72 | Central | Single | 2015-04-23 |  | 2015-04-23 | Open
DC | Forsyth | Carol A Eickmeyer | 120/240 | Distribution | Qty 221 Dow Power House Solar 12.5 W Solar Panels | 2.8 | Solar | Residential | 500 Magnolia St. | Winston Salem | NC | 27103 | Approved | NM-NC Net Metering | Carolinas | 2014-07-22 | Connected | Photovoltaic |  | 2.8 | Northern | Single | 2014-06-04 | 2014-07-07 | 2014-06-04 | Executed
DC | Iredell | Carol Tarr | 120/240 | Distribution | QTY 54 Suniva 250 Watt MV Series Modules | 13.5 | Solar | Residential | 253 Lytton Farm Rd | Troutman | NC | 26166 | Approved | SCG-NC Small Customer Generator Rider | Carolinas | 2015-06-16 | Connected | Photovoltaic |  | 13 | Central | Single | 2014-12-18 | 2015-06-05 | 2014-12-18 | Executed
DC | Volusia | Thomas Corbyons |  | Distribution |  | 9.84 | Solar | Residential | 325 LAKE WINNEMISSETT DR | Deland | FL | 32724 | Approved | NM-FL Net Metering | FL | 2011-08-02 | Connected | Photovoltaic |  | 8.364 | North Central |  | 2014-09-10 |  |  | Executed
DC | Volusia | Thomas D Smith | 120/240 | Distribution | Qty 19 Sun Edison 270W Solar Panels | 5.13 | Solar | Residential | 632 W Howry Ave | Deland | FL | 32720 | Approved | NM-FL Net Metering | FL | 2015-06-02 | Connected | Photovoltaic |  | 4.361 | North Central | Single | 2015-05-29 |  | 2015-05-29 | Executed
DC |  | Thomas Dangerfield | 120/240 | Distribution | forty-four 250-W Sunmodule SW 250 Mono solar panels | 11 | Solar | Residential | 6666 Tulip Ln | Liberty Township | OH | 45044 | Approved | Rider NM - Net Metering Rider - OH | OH/KY | 2012-12-12 | Connected | Photovoltaic |  | 9.46 | North | Single | 2012-12-06 |  | 2012-12-06 | Executed
DC | Orange | Carmen Williams | 120/240 | Distribution | Qty 18 REC 260 PE BLK - Solar Panels | 4.68 | Solar | Residential | 704 Oxfordshire Lane | Chapel Hill | NC | 27517 | Approved | NM-NC Net Metering | Carolinas | 2015-03-31 | Connected | Photovoltaic |  | 4 | Northern | Single | 2015-03-09 | 2015-03-27 | 2015-03-09 | Executed
DC | Buncombe | Thomas E Shepherd Sr | 120/240 | Distribution | Qty 24 (245 Watt) Trina TSM-245 Solar Panel | 5.88 | Solar | Residential | 32 Open Range Dr | Barnardsville | NC | 28709 | Approved | NC NM-Net Metering for Renewable Energy Facilities | PEC Carolinas | 2013-06-05 | Connected | Photovoltaic |  | 4.7 | Western | Single | 2013-04-01 |  | 2013-04-01 | Executed
DC |  | Thomas Eagle | 120/240 | Distribution | Forty-Two 250 Watt Sunmodule Solar Panels | 10.5 | Solar | Residential | 2666 Shaker Road | Franklin | OH | 45005 | Approved | Rider NM - Net Metering Rider - OH | OH/KY | 2012-01-17 | Connected | Photovoltaic |  | 8 | South | Single | 2012-01-09 |  | 2012-01-09 | Executed
DC | Durham | Carmen and David Durack | 120/240 | Distribution |  | 7.65 | Solar | Residential | 1700 Woodstock RD | Durham | NC | 27705 | Approved | NM-NC Net Metering | Carolinas | 2013-03-27 | Connected | Photovoltaic |  | 6.45 | Northern | 3-phase | 2013-02-08 | 2013-03-21 | 2013-02-08 | Executed
DC | BUTLER | THERESA MULLIGAN | single |  | six 175-W Suntech Black Label 175S-24/Ab-1 solar panels | 1.05 | Solar | Residential | 412 WEST PL | TRENTON | OH | 45067 | Approved | Rider NM - Net Metering Rider - OH | OH/KY | 2010-11-18 | Connected | Photovoltaic |  | 1.05 | South | 120/240 |  |  |  | Executed
DC | Pinellas | Thomas Conroy |  | Distribution |  | 5.6 | Solar | Residential | 447 72ND AVE | St Petersburg | FL | 33706 | Approved | NM-FL Net Metering | FL | 2009-06-29 | Connected | Photovoltaic |  | 4.76 | South Coastal |  | 2014-09-10 |  |  | Executed
DC | Union | Carl Wilson Kiser | 120/240 | Distribution | 4 Renesola JC250M-24/Bbh 250W Panels | 1 | Solar | Residential | 209 Aurora Blvd | Matthews | NC | 28105 | Approved | NM-NC Net Metering | Carolinas | 2015-01-20 | Connected | Photovoltaic |  | 0.86 | Central | Single | 2014-10-29 | 2015-01-09 | 2014-10-29 | Executed
DC | Robeson | Thigpen Farms Solar, LLC |  | Distribution | Qty 22,154 TRINA TSM-305PD14 MODULES | 6756.97 | Solar | Non-Residential | Hwy 130 South, North of Dakota St | Maxton | NC | 28364 | On Hold |  | PEC Carolinas |  | Pending | Photovoltaic |  | 4800 | Unknown | 3-phase | 2014-12-29 |  | 2014-12-29 | Open
DC | Pasco | Thomas Padden |  | Distribution |  | 3.36 | Solar | Residential | 7415 ASHMORE DR | NEW PORT RICHEY | FL | 34653 | Approved | NM-FL Net Metering | FL | 2012-05-01 | Connected | Photovoltaic |  | 2.856 | South Coastal |  | 2014-09-10 |  |  | Executed
DC | Orange | Thomas F Wuebben | 120/240 | Distribution | Qty 40 Amerisolar 255W Solar Panels | 10.2 | Solar | Residential | 1193 Fullers Cross Rd | Winter Garden | FL | 34787 | Approved | NM-FL Net Metering | FL | 2015-06-05 | Connected | Photovoltaic |  | 8.67 | South Central | Single | 2015-06-02 |  | 2015-06-02 | Executed
DC | Seminole | Thomas Felter |  | Distribution |  | 13 | Solar | Residential | 181 MORNING GLORY DR | LAKE MARY | FL | 32746 | Approved | NM-FL Net Metering | FL | 2013-01-08 | Connected | Photovoltaic |  | 11.05 | North Central |  | 2014-09-10 |  |  | Executed
DC | Orange | Thomas Caffery |  | Distribution |  | 6.72 | Solar | Residential | 4406 YACHTMANS CT | ORLANDO | FL | 32812 | Approved | NM-FL Net Metering | FL | 2012-10-30 | Connected | Photovoltaic |  | 5.712 | South Central |  | 2014-09-10 |  |  | Executed
DC | Alachua | Thomas Fowler |  | Distribution |  | 4.56 | Solar | Residential | 699 NW 2ND AVE | MICANOPY | FL | 32667 | Approved | NM-FL Net Metering | FL | 2011-06-14 | Connected | Photovoltaic |  | 3.876 | North Coastal |  | 2014-09-10 |  |  | Executed
DC | Johnston | Thomas Breci | 120/240 |  | QTY: 12 Suniva OPT 260 | 3.12 | Solar | Residential | 1190 Sanders Rd | Benson | NC | 27504 | Approved | NM-NC Net Metering | PEC Carolinas | 2014-06-17 | Connected | Photovoltaic |  | 2.58 | Northern |  | 2014-04-22 |  | 2014-04-22 | Executed
DC | Hamilton | Thomas G Moon | 120/240 | Distribution | twelve 240-W SolarWorld Sunmodule SW240 solar panels | 2.88 | Solar | Residential | 7245 Jethve Ln | Cincinnati | OH | 45243 | Approved | Rider NM - Net Metering Rider - OH | OH/KY | 2014-08-26 | Connected | Photovoltaic |  | 2.58 | Central | Single | 2014-07-21 |  | 2014-07-21 | Executed
DC | Pinellas | Thomas Garofalo |  | Distribution |  | 7.1 | Solar | Residential | 7900 10TH AVE S | St Petersburg | FL | 33707 | Approved | NM-FL Net Metering | FL | 2009-12-16 | Connected | Photovoltaic |  | 6.035 | South Coastal |  | 2014-09-10 |  |  | Executed
DC | Catawba | Carl Norman King | 120/240 | Distribution | Qty 11 (275 Watt) LG275W Solar Panels | 3.03 | Solar | Residential | 4581 Pittstown Rd | Hickory | NC | 28602 | Approved | NM-NC Net Metering | Carolinas | 2014-12-05 | Connected | Photovoltaic |  | 2.33 | Central | Single | 2014-10-21 | 2014-12-02 | 2014-10-21 | Executed
DC | Rush | Thomas Hood | 120/240 | Distribution | twenty-one 270-W Suniva Optimus OPT270-60-4-1B0 solar panels | 5.67 | Solar | Residential | 301 900 N W | Rushville | IN | 46173 | Approved | Net Metering - Standard Contract Rider No. 57 | IN | 2015-05-13 | Connected | Photovoltaic |  | 5 | Southern | Single | 2015-04-30 |  | 2015-04-30 | Executed
DC | FAYETTE | THOMAS CHRISTIE DDS | 120/240 |  | five hundred seventy-six 35-W Open Energy SolarSave roofing tiles | 20.16 | Solar | Non-Residential | 2628 WESTERN AVE | CONNERSVILLE | IN | 47331 | Approved | Net Metering - Standard Contract Rider No. 57 | IN | 2007-05-02 | Connected | Photovoltaic |  | 18 | Southeast | Single |  |  |  | Executed
DC | Greenville | Carl Lancaster | 120/240 | Distribution | QTY: 8 Suniva Opt 260 | 2.08 | Solar | Residential | 4 Merry Dale Ln | Greenville | SC | 29617 | Approved | NM-SC Net Metering | Carolinas | 2013-11-04 | Connected | Photovoltaic |  | 1.72 | Southern | Single | 2013-10-16 | 2013-11-01 | 2013-10-16 | Executed
DC | Hamilton | Thomas J Lind | 120/240 | Distribution | Twenty-Four (230 Watt) Solar Panels | 5.52 | Solar | Residential | 8782 Jordan Rd | Cleves | OH | 45002 | Approved | Rider NM - Net Metering Rider - OH | OH/KY | 2012-04-09 | Connected | Photovoltaic |  | 5 | South | Single | 2012-03-26 |  | 2012-03-26 | Executed
DC | Union | Carl A. Mills | 120/240 | Distribution | Qty 15 Axitec 245W Panels | 3.68 | Solar | Residential | 8209 Poplar Grove Cir | Waxhaw | NC | 28173 | Approved | NM-NC Net Metering | Carolinas | 2015-05-18 | Connected | Photovoltaic |  | 3.68 | Central | Single | 2015-04-28 | 2015-05-15 | 2015-04-28 | Executed
DC | Lancaster | Carl A Koch | 120/240 | Distribution | Qty 24 (250 Watt) LG250S1C-G3 | 6 | Solar | Residential | 1835 Charles Ave Lot#L4 | Lancaster | SC | 29720 | Approved | NM-SC Net Metering | Carolinas | 2013-03-20 | Connected | Photovoltaic |  | 5 | Central | Single | 2013-02-20 | 2013-03-12 | 2013-02-20 | Executed
DC | Wake | Thomas J. Gwynn | 120/240 | Distribution |  | 2.13 | Solar | Residential | 129 Trafalgar Lane | Cary | NC | 27513 | Approved | NC NM-Net Metering for Renewable Energy Facilities | PEC Carolinas | 2010-08-19 | Connected | Photovoltaic |  | 1.7 | Northern | Single | 2012-10-18 |  |  | Executed
DC | Buncombe | Thomas Jones | 120/240 | Distribution | Qty 12 (265 Watt) LG MonoX LG265S1C-A3 | 3.18 | Solar | Residential | 30 Justice Dr | Leicester | NC | 28748 | Approved | NC NM-Net Metering for Renewable Energy Facilities | PEC Carolinas | 2014-03-07 | Connected | Photovoltaic |  | 2.064 | Western | Single | 2014-02-13 |  | 2014-02-13 | Executed
DC |  | Thomas E. Davis |  |  |  | 1.25 | Solar | Residential | 863 Lakeshore Drive | Asheville | NC | 11111 | Cancelled | NC NM-Net Metering for Renewable Energy Facilities | PEC Carolinas |  |  | Photovoltaic |  | 1 | Northern |  | 2012-10-18 |  |  | Cancelled
DC | Rutherfordton | Thomas E. Hill | 120/240 | Distribution | Qty 8 Q.Cell G3/250watts, solar panels | 2 | Solar | Residential | 327 Webb Road | Ellenboro | NC | 28040 | Pending | NM-NC Net Metering | Carolinas |  | Pending | Photovoltaic |  |  | Southern | Single | 2015-06-18 |  | 2015-06-18 | Open
DC | BUNCOMBE | Thomas E. Reese | 120/240 |  |  | 3.25 | Solar | Residential | 2 Applewood Drive | Asheville | NC | 28805 | Approved | NC CSP-Cogeneration and Small Power Producer-Sell All | PEC Carolinas | 2011-02-16 | Connected | Photovoltaic |  | 2.6 | Western | Single | 2012-10-18 |  |  | Executed
AC | Highlands | Thomas E. Winkler | 120/240 | Distribution | siemens z109-le160 he 15hpa synchronous 60hz motor 230 vac 41a | 10 | Wind | Residential | 1000 Oponay Trl | Fort Meade | FL | 33841 | Pending | NM-FL Net Metering | FL | 2015-01-27 | Pending | Turbine |  | 8.5 | South Central | Single | 2015-02-10 |  | 2015-02-10 | Open
DC | Durham | Capital Broadcasting Company | 208Y/120 | Distribution | Qty 204 Renesola 305W Modules | 62.22 | Solar | Non-Residential | 512 S Mangum St | Durham | NC | 27701 | Approved | NM-NC Net Metering | Carolinas | 2014-08-14 | Connected | Photovoltaic |  | 55.2 | Northern | 3-phase | 2014-04-22 | 2014-08-12 | 2014-04-22 | Executed
DC | York | Camp Thunderbird - NM | 208Y/120 | Distribution |  | 2.8 | Solar | Non-Residential | 1 Thunderbird Ln | Clover | SC | 29710 | Approved | NM-SC Net Metering | Carolinas | 2009-02-12 | Connected | Photovoltaic |  | 2.8 | Southern | 3-phase | 2011-04-07 |  | 2008-11-05 | Executed
DC | Monroe | Thomas L Sexton | 120/240 | Distribution | 14 Sanyo 220w Solar Panels | 3.08 | Solar | Residential | 1221 Dunn St S Lot: 15 | Bloomington | IN | 47401 | Approved | Net Metering - Standard Contract Rider No. 57 | IN | 2011-07-08 | Connected | Photovoltaic |  | 2.94 | Southern | Single | 2011-06-27 |  | 2011-06-27 | Executed
DC | Buncombe | Thomas L. Elmore | 120/240 | Distribution |  | 3.84 | Solar | Residential | 153 Dix Creek One Rd. | Leicester | NC | 28748 | Approved | NC NM-Net Metering for Renewable Energy Facilities | PEC Carolinas | 2010-01-28 | Connected | Photovoltaic |  | 3.07 | Western | Single | 2012-10-18 |  |  | Executed
DC | Durham | Camillo Sassano and Anna Marich | 120/240 | Distribution |  | 4.6 | Solar | Residential | 8 Mine Bluff Ct | Durham | NC | 27713 | Approved | NM-NC Net Metering | Carolinas | 2014-01-31 | Connected | Photovoltaic |  | 4 | Northern | Single | 2013-12-27 | 2014-01-28 | 2014-01-03 | Executed
DC | Pinellas | Thomas Lastrapes | 120/240 | Distribution | Qty 35 SolarWorld Sunmodule Plus 285W, Solar Panels | 9.98 | Solar | Residential | 6050 86th Ave | Pinellas Park | FL | 33782 | Approved | NM-FL Net Metering | FL | 2015-04-17 | Connected | Photovoltaic |  | 8.478 | South Coastal | Single | 2015-04-14 |  | 2015-04-14 | Executed
DC | Jackson | Cameron Fowler | 120/240 | Distribution | 21 Samsung 250W PV Modules | 5.25 | Solar | Residential | 841 Breedlove Rd | Glenville | NC | 28736 | Approved | NM-NC Net Metering | Carolinas | 2012-12-26 | Connected | Photovoltaic |  | 5 | Southern | Single | 2012-10-24 | 2012-12-12 | 2012-10-24 | Executed
DC | Orange | C2 Solar, LLC | 208Y/120 | Distribution | Qty 100 REC 255 PE BLK Solar Modules | 25.5 | Solar | Non-Residential | 106 Purefoy Rd | Chapel Hill | NC | 27514 | Approved | PP-N NC - Non-Hydroelectric Qualifying Facilities | Carolinas | 2014-11-26 | Connected | Photovoltaic | C2 Solar PV Installation | 25 | Northern | 3-phase | 2014-08-15 | 2014-10-23 | 2014-08-15 | Executed
DC | Guilford | C D Mewborn | 120/240 | Distribution | QTY 241 12.5W Dow Powerhouse Solar Singles | 3.01 | Solar | Residential | 3202 Saint Regis Rd | Greensboro | NC | 27408 | Approved | NM-NC Net Metering | Carolinas | 2014-10-01 | Connected | Photovoltaic |  | 3 | Northern | Single | 2014-07-28 | 2014-09-30 | 2014-07-28 | Executed
DC | Pinellas | Thomas Moscarillo |  | Distribution |  | 5.04 | Solar | Residential | 3514 7TH AVE N | ST. PETERSBURG | FL | 33713 | Approved | NM-FL Net Metering | FL | 2014-07-01 | Connected | Photovoltaic |  | 4.284 | South Coastal |  | 2014-09-10 |  |  | Executed
DC | Buncombe | Thomas Gallaher | 120/240 | Distribution | qty 21 Suniva 275 w PV modules | 5.78 | Solar | Residential | 29 Merion Dr | Asheville | NC | 28805 | Pending | NC NM-Net Metering for Renewable Energy Facilities | PEC Carolinas |  | Pending | Photovoltaic |  | 5.04 | Western | Single | 2015-05-29 |  | 2015-05-29 | Open
DC | BUNCOMBE | Thomas N Spaight | 120/240 | Distribution | QTY 24 (275 Watt) SolarWorld SW275 Solar Panels | 6.6 | Solar | Residential | 10 S College St | Weaverville | NC | 28787 | Pending | NC NM-Net Metering for Renewable Energy Facilities | PEC Carolinas | 2015-03-19 | Connected | Photovoltaic |  | 6 | Western | Single | 2015-02-02 |  | 2015-02-02 | Executed
DC | Randolph | Thomas H. Honey Jr. | 120/240 | Distribution |  | 1.7 | Solar | Residential | 4501 Alamance Church Rd | Liberty | NC | 27298 | Approved | SCG-NC Small Customer Generator Rider | Carolinas | 2005-12-30 | Superseded | Photovoltaic |  | 1.7 | Northern | Single | 2011-04-07 |  |  | Superceded
DC | Orange | Byron Matthews | 120/240 | Distribution |  | 3 | Solar | Residential | 3616 Ragtime Rd | Chapel Hill | NC | 27516 | Approved | PP-N NC - Non-Hydroelectric Qualifying Facilities | Carolinas | 2006-11-30 | Connected | Photovoltaic | Matthews Photovoltaic Installation | 3 | Northern | Single | 2011-04-07 |  | 2006-09-17 | Executed
DC | Rowan | Buddy Solar, LLC |  | Distribution | Qty 17424 (285 Watt) Trina TSM-285 PC/PA14 | 4965.8 | Solar | Non-Residential | 400 St Peters Church Rd | Gold Hill | NC | 28071 | Approved | PP-N NC - Non-Hydroelectric Qualifying Facilities | Carolinas |  | Under Construction | Photovoltaic |  | 4000 | Central | 3-phase | 2013-01-11 |  | 2013-01-11 | Open
DC | Sampson | Thomas T Jackson | 120/240 | Distribution |  | 5.72 | Solar | Residential | 13902 Dunn Road | Godwin | NC | 28344 | Approved | NM-NC Net Metering | PEC Carolinas | 2014-08-14 | Connected | Photovoltaic |  | 5 | Eastern | Single | 2014-06-10 |  | 2014-06-10 | Executed
DC | Mecklenburg | Thomas J Delazier | 120/240 | Distribution | qty 10 Renesola Virtus II 250 w PV modules | 2.5 | Solar | Residential | 9504 Isaac Hunter Dr | Charlotte | NC | 28214 | Cancelled | NM-NC Net Metering | Carolinas |  | Cancelled | Photovoltaic |  | 2.15 | Central | Single | 2015-05-06 |  | 2015-05-06 | Cancelled
DC | Pinellas | Thomas Tickerhoof | 120/240 | Distribution | Qty 29 CS6P-260watts, solar panels | 7.54 | Solar | Residential | 11768 94th St N | Largo | FL | 33773 | Approved | NM-FL Net Metering | FL | 2015-06-09 | Connected | Photovoltaic |  | 6.409 | South Coastal | Single | 2015-06-07 |  | 2015-06-07 | Executed
DC | Hernando | Thomas Valle |  | Distribution |  | 5.6 | Solar | Residential | 15593 RENE CT | Brooksville | FL | 34604 | Approved | NM-FL Net Metering | FL | 2010-04-26 | Connected | Photovoltaic |  | 4.76 | North Coastal |  | 2014-09-10 |  |  | Executed
DC | Orange | Brynda Smith | 120/240 | Distribution | QTY 16 REC 260W PE Blk Solar Panels | 4.16 | Solar | Residential | 153 Windsor Cir | Chapel Hill | NC | 27516 | Approved | NM-NC Net Metering | Carolinas | 2015-04-17 | Connected | Photovoltaic |  | 3.8 | Northern | Single | 2015-02-25 | 2015-04-15 | 2015-02-25 | Executed
DC | Cabarrus | Thomas J. Christopher | 120/240 | Distribution | 16 LG 300W Solar Panels | 4.8 | Solar | Residential | 3405 Trinity Church Dr | Concord | NC | 28027 | Pending | NM-NC Net Metering | Carolinas |  | Pending | Photovoltaic |  | 3.08 | Central | Single | 2014-12-12 |  | 2014-12-12 | Open
DC | Guilford | Bryan L Cox | 120/240 | Distribution | 18 Solar USA MX 60 | 0.24 | Solar | Residential | 7 Carlo Ct | Greensboro | NC | 27410 | Approved | NM-NC Net Metering | Carolinas | 2014-06-24 | Connected | Photovoltaic |  | 3.5 | Northern |  | 2013-08-14 | 2014-01-22 | 2013-08-14 | Executed
DC | Orange | Bryan Turner | 120/240 | Distribution |  | 7.02 | Solar | Residential | 4400 W. G. Scarlett Road | Durham | NC | 27705 | Approved | PP-N NC - Non-Hydroelectric Qualifying Facilities | Carolinas | 2011-04-07 | Connected | Photovoltaic | Turner PV Installation | 7 | Northern | Single | 2011-05-16 |  | 2011-02-24 | Executed
DC | Monroe | Thomas Kaufman | 120/240 | Distribution | forty 250-W Mage Powertec Plus 250/6 PL US AC solar panels | 10 | Solar | Residential | 485 Serena Ln S | Bloomington | IN | 47401 | Approved | Net Metering - Standard Contract Rider No. 57 | IN |  | Pending Meter Set | Photovoltaic |  | 9.52 | Southern | Single | 2015-04-23 |  | 2015-04-23 | Open
DC | Spartanburg | Bruce Wayne Wood | 120/240 | Distribution | Twenty-Four (230 Watt) Mage PV Modules | 5.52 | Solar | Residential | 821 Brockman McClimon Blvd. | Greer | SC | 29651 | Approved | NM-SC Net Metering | Carolinas | 2012-03-23 | Connected | Photovoltaic |  | 5.52 | Southern | Single | 2011-09-23 |  | 2011-09-23 | Executed
DC | Greenville | Bruce Wayne Wood - NM | 120/240 | Distribution |  | 1.68 | Solar | Non-Residential | 3090 South Highway 14 | Greer | SC | 29650 | Approved | NM-SC Net Metering | Carolinas | 2008-11-17 | Connected | Photovoltaic |  | 1.68 | Southern | Single | 2011-04-07 |  | 2008-10-15 | Executed
DC | LAKE | Thomas Wiggerton |  | Distribution |  | 6.37 | Solar | Residential | 110 CUPANIA CT | GROVELAND | FL | 34736 | Approved | NM-FL Net Metering | FL | 2013-11-06 | Connected | Photovoltaic |  | 5.415 | South Central |  | 2014-09-10 |  |  | Executed
DC | Orange | Bruce Sinclair | 120/240 | Distribution | Qty 30 250W Canadian Solar Panels | 7.5 | Solar | Residential | 1530 Pathway Dr | Carrboro | NC | 27510 | Approved | NM-NC Net Metering | Carolinas | 2014-08-15 | Connected | Photovoltaic |  | 9.74 | Northern | Single | 2014-07-23 | 2014-08-14 | 2014-07-23 | Executed
DC | Buncombe | Thomas L. Elmore | 120/240 | Distribution | QTY 16 Suniva Optimus 270 Watt Modules | 4.32 | Solar | Residential | 153 Dix Creek One Rd. | Leicester | NC | 28748 | Pending | NC NM-Net Metering for Renewable Energy Facilities | PEC Carolinas |  | Pending | Photovoltaic |  | 6.33 | Western | Single | 2015-05-27 |  | 2015-05-27 | Open
DC | Hamilton | Thurman Wenzl | 120/240 | Distribution | eight 270-W Suniva Optimus OPT270-60-4-1B0 solar panels | 2.16 | Solar | Residential | 3725 Andrew | Cincinnati | OH | 45209 | Approved | Rider NM - Net Metering Rider - OH | OH/KY | 2014-08-26 | Connected | Photovoltaic |  | 2 | Central | Single | 2014-08-20 |  | 2014-08-20 | Executed
DC | Davidson | Bruce McKeon | 120/240 | Distribution | Qty 16 Suniva 260 Watt Panels | 4.16 | Solar | Residential | 650 Walker Rd | Thomasville | NC | 27360 | Approved | NM-NC Net Metering | Carolinas | 2014-05-21 | Connected | Photovoltaic |  | 3.44 | Northern | Single | 2014-04-29 | 2014-05-20 | 2014-04-29 | Executed
DC | Forsyth | Bruce Hodgin | 120/240 | Distribution | Qty 21 Suniva OPT 270W Solar Panels | 5.67 | Solar | Residential | 3326 Grandview Club Rd | Pfafftown | NC | 27040 | Approved | NM-NC Net Metering | Carolinas | 2015-04-13 | Connected | Photovoltaic |  | 5.25 | Northern | Single | 2015-03-30 | 2015-04-14 | 2015-03-30 | Executed
DC | Greenville | Bruce Aho | 120/240 | Distribution | Qty 16: 270 W SolarWorld Soalr Panels | 4.32 | Solar | Residential | 455 Willis Rd | Taylors | SC | 29687 | Approved | NM-SC Net Metering | Carolinas | 2015-04-07 | Connected | Photovoltaic |  | 3.84 | Southern | Single | 2015-01-16 | 2015-04-02 | 2015-01-16 | Executed
DC | Guilford | Brien Deuterman | 120/240 | Distribution |  | 4.62 | Solar | Residential | 107 W Brentwood RD | Greensboro | NC | 27403 | Approved | PP-N NC - Non-Hydroelectric Qualifying Facilities | Carolinas | 2011-04-07 | Connected | Photovoltaic | Deuterman PV Installation | 4 | Northern | Single | 2011-05-16 |  | 2011-03-03 | Executed
DC | Vermillion | Tim Foltz | 120/240 | Distribution | twenty 280-W SolarWorld Sunmodule Plus SW 280 mono solar panels | 5.6 | Solar | Residential | 10556 State Road 71 S | Clinton | IN | 47842 | Approved | Net Metering - Standard Contract Rider No. 57 | IN | 2015-01-20 | Connected | Photovoltaic |  | 5 | Southern | Single | 2015-01-12 |  | 2015-01-12 | Executed
DC | Guilford | Brien Deuterman | 120/240 | Distribution | Qty 21 (220 Watt) Sanyo HIT Power 220A | 4.62 | Solar | Residential | 107 W Brentwood RD | Greensboro | NC | 27403 | Approved | NM-NC Net Metering | Carolinas | 2013-12-26 | Connected | Photovoltaic |  | 4.62 | Northern | Single | 2013-10-02 | 2013-12-27 | 2013-10-02 | Executed
DC | Warren | Tim St. Peter | 120/240 | Distribution | sixteen 260-W Suniva Optimus 260-60-4-1B0 solar modules | 4.16 | Solar | Residential | 4760 Horseshoe Bend | Batavia | OH | 45103 | Approved | Rider NM - Net Metering Rider - OH | OH/KY | 2014-06-05 | Connected | Photovoltaic |  | 4 | South | Single | 2014-05-15 |  | 2014-05-15 | Executed
DC | Mecklenburg | Brian Zimmerman - Charlotte | 120/240 | Distribution |  | 2.45 | Solar | Residential | 9246 North Vicksburg Park Ct | Charlotte | NC | 28210 | Approved | SCG-NC Small Customer Generator Rider | Carolinas | 2011-02-23 | Connected | Photovoltaic |  | 2.45 | Central | Single | 2011-04-07 |  | 2010-11-22 | Executed
DC | Person | Thomas Solar 1 LLC |  | Distribution | Qty 21,658 Canadian Solar CS6X | 6497.4 | Solar | Non-Residential | Leasburg Rd | Roxsboro | NC | 27574 | Cancelled |  | PEC Carolinas |  | Cancelled | Photovoltaic |  | 4800 | Unknown | 3-phase | 2014-10-26 |  | 2014-09-12 | Cancelled
DC | Person | Thomas Solar 2 LLC |  | Distribution | Qty 21,658 Canadian Solar CS6X | 6497.4 | Solar | Non-Residential | Leasburg Rd | Roxsboro | NC | 27574 | Cancelled |  | PEC Carolinas |  | Cancelled | Photovoltaic |  | 4800 | Unknown | 3-phase | 2014-10-26 |  | 2014-09-12 | Cancelled
DC |  | Thomas Solar, LLC |  | Distribution |  |  | Solar | Non-Residential | Unknown | Blanch | NC | 0 | Cancelled |  | PEC Carolinas |  | Cancelled | Photovoltaic |  | 5000 | Unknown |  | 2014-10-21 |  | 2013-07-31 | Cancelled
DC | Cabarrus | Brian Petrie | 120/240 | Distribution | 32 Westinghouse AC-230 Solar Panel | 7.5 | Solar | Residential | 7280 Empire Dr | Mount Pleasant | NC | 28124 | Approved | NM-NC Net Metering | Carolinas | 2012-11-13 | Connected | Photovoltaic |  | 6.08 | Central | Single | 2012-07-16 | 2012-11-12 | 2012-07-16 | Executed
DC | Orange | Brian Attis | 120/240 | Distribution | 16 SunPower SPR-230 Watt PV Modules | 3.68 | Solar | Residential | 103 Nuttal Place | Chapel Hill | NC | 27514 | Approved | PP-N NC - Non-Hydroelectric Qualifying Facilities | Carolinas | 2012-09-01 | Connected | Photovoltaic | Attis PV Installation | 3 | Northern | Single | 2012-08-27 |  | 2012-08-27 | Executed
DC | FLOYD | THOMAS J TINCHER | 120/240 |  | six 175-W Suntech ST175 solar panels | 1.05 | Solar | Residential | 3616 SAINT JOSEPH RD | NEW ALBANY | IN | 47150 | Approved | Net Metering - Standard Contract Rider No. 57 | IN | 2010-05-18 | Connected | Photovoltaic |  | 1.05 | Southeast | Single |  |  |  | Executed
DC | BUTLER | THOMAS UTTERBACK | single |  | thirty-six 225-W SunPower SPR-225-BLK solar panels | 8.1 | Solar | Residential | 6692 BURLINGTON DR | WEST CHESTER | OH | 45069 | Approved | Rider NM - Net Metering Rider - OH | OH/KY | 2010-03-05 | Connected | Photovoltaic |  | 7 | South | 120/240 |  |  |  | Executed
DC | New Hanover | Time Warner Cable | 480Y/277 | Distribution | 18 Bosch Aleo 240W Solar Modules | 4.32 | Solar | Non-Residential | 2321 Scientific Park Dr | Wilmington | NC | 28405 | Approved | NC NM-Net Metering for Renewable Energy Facilities | PEC Carolinas | 2013-07-18 | Connected | Photovoltaic |  | 3.5 | Eastern | Single | 2012-10-25 |  | 2012-12-07 | Executed
DC | Pasco | Timothy Tangerdi |  | Distribution |  | 3 | Solar | Residential | 10416 Pontofino Cir | Trinity | FL | 34655 | Approved | NM-FL Net Metering | FL | 2009-08-14 | Connected | Photovoltaic |  | 2.55 | South Coastal |  | 2014-09-10 |  |  | Executed
DC | Lake | Timothy A Shea | 120/240 | Distribution |  | 6.25 | Solar | Residential | 335 SALT MARSH LN, SOLAR PWR | Groveland | FL | 34736 | Approved | NM-FL Net Metering | FL | 2014-10-21 | Connected | Photovoltaic |  | 5.31 | South Central | Single | 2014-10-14 |  | 2014-10-14 | Executed
DC | Guilford | Brian H Augustine | 120/240 | Distribution | Qty 14 Sunvia 270W Solar Panels | 3.78 | Solar | Residential | 5808 Wildrose Dr | Greensboro | NC | 27410 | Approved | NM-NC Net Metering | Carolinas | 2015-04-30 | Connected | Photovoltaic |  | 3.36 | Northern | Single | 2015-04-07 | 2015-04-27 | 2015-04-07 | Executed
DC |  | Brian Ford | 120/240 | Distribution | QTY 20 REC PEAK 260W SOLAR PANELS | 5.2 | Solar | Residential | 605 SHADY LAWN RD | CHAPEL HILL | NC | 27514 | Approved | NM-NC Net Metering | Carolinas | 2015-03-03 | Connected | Photovoltaic |  | 5 | Northern | Single | 2015-01-20 | 2015-02-24 | 2015-01-20 | Executed
DC | Warren | Timothy C Radsick - 6595 Glenstone Way | 120/240 | Distribution | twenty-seven 315-W SolarWorld Sunmodule SW315 solar panels | 8.51 | Solar | Residential | 6595 Glenstone Way | Mason | OH | 45040 | Approved | Rider NM - Net Metering Rider - OH | OH/KY | 2015-02-03 | Connected | Photovoltaic |  | 8.505 | North | Single | 2015-01-29 |  | 2015-01-29 | Executed
DC | Butler | Timothy C Radsick - 7543 Tylers Valley Dr | 120/240 | Distribution | twenty-seven 315-W Solar World Sunmodule solar panels | 8.51 | Solar | Residential | 7543 Tylers Valley Dr | West Chester | OH | 45069 | Approved | Rider NM - Net Metering Rider - OH | OH/KY | 2015-02-02 | Connected | Photovoltaic |  | 8.505 | North | Single | 2015-01-23 |  | 2015-01-23 | Executed
DC | WAKE | Thorsten Degenhardt | 120/240 |  |  | 5 | Solar | Residential | 10521 Tarton Fields Circle | Raleigh | NC | 27617 | Approved | NC CSP-Cogeneration and Small Power Producer-Sell All | PEC Carolinas | 2010-10-20 | Connected | Photovoltaic |  | 4 | Northern | Single | 2012-10-18 |  |  | Executed
DC | HAMILTON | THOS M. NAVARO | single |  | twenty-one 205-W SunPower SPR-205 solar modules | 4.31 | Solar | Residential | 7739 KENNEDY LN | CINCINNATI | OH | 45242 | Approved | Rider NM - Net Metering Rider - OH | OH/KY | 2007-10-06 | Connected | Photovoltaic |  | 4 | Central | 120/240 |  |  |  | Executed
DC | Guilford | Brian Block | 120/240 | Distribution | Qty 20 Suniva Opt 260 W Solar Panels | 5.2 | Solar | Residential | 322 Gorrell St | Greensboro | NC | 27406 | Approved | NM-NC Net Metering | Carolinas | 2014-08-28 | Connected | Photovoltaic |  | 4 | Northern | Single | 2014-07-10 | 2014-08-15 | 2014-07-10 | Executed
DC | Transylvania | Brevard College | 480Y/277 | Distribution | Qty 5 Q PRO 255W Solar Panels | 1.28 | Solar | Non-Residential | 500 N Broad St Unit #5 | Brevard | NC | 28712 | Approved | NM-NC Net Metering | Carolinas | 2015-05-27 | Connected | Photovoltaic |  | 1.08 | Central | 3-phase | 2015-04-29 | 2015-05-22 | 2015-04-29 | Executed
DC | Davie | Tiburon Holdings, LLC | 12,470Y/7,200 | Distribution | Qty 21472 REC 310PEC Solar Panels | 6656.32 | Solar | Non-Residential | NC 801 S | Advance | NC | 27006 | Pending | PP-N NC - Non-Hydroelectric Qualifying Facilities | Carolinas |  | Pending | Photovoltaic |  | 4500 | Northern | 3-phase | 2014-07-22 |  | 2014-07-22 | Open
DC |  | Timothy Gust | 120/240 | Distribution | Qty 40 Canadian C6P-255Watts, solar panels | 10.2 | Solar | Residential | 16808 LakePickett Rd | Orlando | FL | 32820 | Approved | NM-FL Net Metering | FL | 2015-06-03 | Connected | Photovoltaic |  | 8.67 | North Central | Single | 2015-05-27 |  | 2015-05-27 | Executed
DC | Mecklenburg | Tiffani Teachey | 120/240 | Distribution | Qty 4 Renesola Virtus II 250W Panel | 1 | Solar | Residential | 10308 Wakerobin Ln | Charlotte | NC | 28213 | Approved | NM-NC Net Metering | Carolinas |  | Pending Meter Set | Photovoltaic |  | 0.86 | Central | Single | 2015-03-02 |  | 2015-03-02 | Open
DC | Pinellas | Timothy Deboy |  | Distribution |  | 4.95 | Solar | Residential | 636 182ND AVE E | St Petersburg | FL | 33708 | Approved | NM-FL Net Metering | FL | 2010-02-11 | Connected | Photovoltaic |  | 4.208 | South Coastal |  | 2014-09-10 |  |  | Executed
DC | Orange | Timothy Heysler |  | Distribution |  | 2.1 | Solar | Residential | 8074 Elmstone Cr | Orlando | FL | 32822 | Approved | NM-FL Net Metering | FL | 2009-01-02 | Connected | Photovoltaic |  | 1.785 | South Central |  | 2014-09-10 |  |  | Executed
DC |  | Tim Cain |  |  |  | 1.25 | Solar | Residential | 173 Hawks Nest Circle | Smithfield | NC | 11111 | Cancelled | NC NM-Net Metering for Renewable Energy Facilities | PEC Carolinas |  |  | Photovoltaic |  | 1 | Northern |  | 2012-10-18 |  |  | Cancelled
DC | Cabarrus | Brett Matthew Fisher | 120/240 | Distribution | Qty 28 Suniva 270W Solar Panels | 7.56 | Solar | Residential | 1389 Steeplechase Ln | MT Pleasant | NC | 28124 | Approved | NM-NC Net Metering | Carolinas | 2015-05-08 | Connected | Photovoltaic |  | 7 | Central | Single | 2015-04-16 | 2015-05-01 | 2015-04-16 | Executed
DC | Seminole | Timothy Tracey |  | Distribution |  | 9.05 | Solar | Residential | 1111 ARDEN ST | Longwood | FL | 32750 | Approved | NM-FL Net Metering | FL | 2011-07-15 | Connected | Photovoltaic |  | 7.693 | North Central |  | 2014-09-10 |  |  | Executed
DC | Boone | Timothy Johnson | 120/240 | Distribution | forty-eight 115-W Stion STN-115 solar panels | 5.52 | Solar | Residential | 453 Withers Ln | Walton | KY | 41094 | Approved | Rider NM - Net Metering Rider - KY | OH/KY | 2014-10-23 | Connected | Photovoltaic |  | 4.25 | South | Single | 2014-10-08 |  | 2014-10-08 | Executed
DC | CHATHAM | Tim Macri | 120/240 |  |  | 3.13 | Solar | Residential | 252 Bingham Ridge | Pittsboro | NC | 27312 | Approved | NC CSP-Cogeneration and Small Power Producer-Sell All | PEC Carolinas | 2011-06-01 | Connected | Photovoltaic |  | 2.5 | Northern | Single | 2012-10-18 |  |  | Executed
DC | Polk | Timothy Kutner | 120/240 | Distribution | Qty 20 Canadian CS6P 250W Solar Panels | 5 | Solar | Residential | 4787 Ashurst St | Kissimmee | FL | 34758 | Approved | NM-FL Net Metering | FL | 2015-04-28 | Connected | Photovoltaic |  | 4.25 | South Central | Single | 2015-04-24 |  | 2015-04-24 | Executed
DC | Greenville | Bret and Claire Saunders | 120/240 | Distribution |  | 2.55 | Solar | Residential | 209 White Pine DR | Simpsonville | SC | 29681 | Approved | NM-SC Net Metering | Carolinas | 2011-12-22 | Connected | Photovoltaic |  | 2.15 | Southern | Single | 2011-12-15 |  | 2011-12-15 | Executed
DC | Spartanburg | Brenda L Kerns | 120/240 | Distribution |  | 0.76 | Solar | Residential | 373 Lake Forest Drive | Spartanburg | SC | 29307 | Approved | NM-SC Net Metering | Carolinas | 2013-03-08 | Connected | Photovoltaic |  | 0.76 | Southern | Single | 2013-02-14 | 2013-02-28 | 2013-02-14 | Executed
DC | Durham | Brenda Felder | 120/240 | Distribution | 12 270W Suniva Optimus Series Panels | 3.24 | Solar | Residential | 5223 Stephens Ln | Durham | NC | 27712 | Approved | NM-NC Net Metering | Carolinas | 2014-09-16 | Connected | Photovoltaic |  | 2.7 | Northern | Single | 2014-09-04 | 2014-09-11 | 2014-09-04 | Executed
DC | Iredell | Brad Watling | 120/240 | Distribution | QTY: 16 Silevo U300 | 4.8 | Solar | Residential | 109 Viewpoint Ln | Mooresville | NC | 28117 | Approved | NM-NC Net Metering | Carolinas | 2014-06-16 | Connected | Photovoltaic |  | 4.8 | Central | Single | 2014-04-16 | 2014-06-05 | 2014-04-16 | Executed
DC | Lake | Timothy McKindles | 120/240 | Distribution | Qty 23 Canadian CS6P 255W Solar Panels | 5.87 | Solar | Residential | 328 Salt Marsh Ln | Groveland | FL | 34736 | Approved | NM-FL Net Metering | FL | 2015-05-27 | Connected | Photovoltaic |  | 4.985 | South Central | Single | 2015-05-15 |  | 2015-05-15 | Executed
DC | Belleair Bluffs | Timothy Meredith | 120/240 | Distribution | Qty 4 (250 Watt) Phono Solar PS250P/20/U Solar Panels | 1 | Solar | Residential | 2134 Overbrook Ave N | Belleair Bluffs | FL | 33770 | Approved | NM-FL Net Metering | FL | 2015-01-21 | Connected | Photovoltaic |  | 0.85 | South Coastal | Single | 2015-01-14 |  | 2015-01-14 | Executed
DC | MONROE | TIMMI-LYNN DOBBINS | 120/240 |  | eighteen 120-W Evergreen Solar EC120 solar panels | 2.16 | Solar | Residential | 2117 SUSIE ST | BLOOMINGTON | IN | 47403 | Approved | Net Metering - Standard Contract Rider No. 57 | IN | 2007-07-31 | Connected | Photovoltaic |  | 2.16 | Soutwest | Single |  |  |  | Executed
DC | Pinellas | Timothy N Clemmons | 120/240 | Distribution | 12 Hanwha 250/12 Enphase M215 | 3 | Solar | Residential | 106 Fareham PL N | St. Petersburg | FL | 33701 | Approved | NM-FL Net Metering | FL | 2014-09-04 | Connected | Photovoltaic |  | 2.55 | South Coastal | Single | 2014-09-28 |  | 2014-09-28 | Executed
DC | Henderson | Boyd Leon Hyder - NM | 120/240 | Distribution |  | 9.8 | Solar | Non-Residential | 163 Puncheon Camp Creek Rd. | Hendersonville | NC | 28792 | Approved | PP-N NC - Non-Hydroelectric Qualifying Facilities | Carolinas | 2011-02-08 | Connected | Photovoltaic | Hyder PV Installation | 9.8 | Southern | Single | 2011-04-07 |  | 2010-12-13 | Executed
DC | Anderson | Bonnie Carter | 120/240 | Distribution | QTY 4 Sunmodule 270 Modules | 1.08 | Solar | Residential | 4 Martingale Ln | Piedmont | SC | 29673 | Approved | NM-SC Net Metering | Carolinas | 2014-06-20 | Connected | Photovoltaic |  | 0.86 | Southern | Single | 2014-05-29 | 2014-06-17 | 2014-05-29 | Executed
DC |  | Timothy Scheid | 120/240 | Distribution | sixteen Sunmodule 240W modules | 3.84 | Solar | Residential | 6264 Arrowpoint Dr | Loveland | OH | 45140 | Approved | Rider NM - Net Metering Rider - OH | OH/KY | 2012-07-18 | Connected | Photovoltaic |  | 3.44 | East | Single | 2012-07-05 |  | 2012-07-05 | Executed
DC | WARREN | TIMOTHY BOEDDEKER | single |  | eighteen 175-W Suntech Black Label STP175S-24/Ab-1 solar panels | 3.15 | Solar | Residential | 10966 ST RT 132 | PLEASANT PLAIN | OH | 45162 | Approved | Rider NM - Net Metering Rider - OH | OH/KY | 2009-12-10 | Connected | Photovoltaic |  | 3.15 | North | 120/240 |  |  |  | Executed
DC | Pinellas | Timothy Sondgerath |  | Distribution |  | 5 | Solar | Residential | 1799 Dixie Highway | Tarpon Springs | FL | 34689 | Approved | NM-FL Net Metering | FL | 2010-04-19 | Connected | Photovoltaic |  | 4.25 | South Coastal |  | 2014-09-10 |  |  | Executed
DC | LAKE | Timothy Tierney |  | Distribution |  | 6.24 | Solar | Residential | 105 SALT MARSH LN, SOLAR POWER | GROVELAND | FL | 34736 | Approved | NM-FL Net Metering | FL | 2013-10-01 | Connected | Photovoltaic |  | 5.304 | South Central |  | 2014-09-10 |  |  | Executed
DC | Lake | Tina Dixon-Smith | 120/240 | Distribution | Qty 30 Canadian CS6P-255W, Solar Panels | 7.65 | Solar | Residential | 118 Balmy Coast Rd | Groveland | FL | 34736 | Approved | NM-FL Net Metering | FL | 2015-05-27 | Connected | Photovoltaic |  | 6.5 | South Central | Single | 2015-05-13 |  | 2015-05-13 | Executed
DC | Stokes | Timothy D Thomas | 120/240 | Distribution | Qty 20 QCell 275W Solar Panels | 5.5 | Solar | Residential | 285 Thomas Rd | King | NC | 27021 | Pending | NM-NC Net Metering | Carolinas |  | Pending | Photovoltaic |  | 5 | Northern | Single | 2015-05-27 |  | 2015-05-27 | Open
DC | BUNCOMBE | Timothy G. Forrest | 120/240 |  |  | 2.06 | Solar | Residential | 111 Estes Court | Asheville | NC | 28806 | Approved | NC CSP-Cogeneration and Small Power Producer-Sell All | PEC Carolinas | 2010-11-23 | Connected | Photovoltaic |  | 1.65 | Western | Single | 2012-10-18 |  |  | Executed
DC | Seminole | Tina Griffith |  | Distribution |  | 5.28 | Solar | Residential | 522 HASSOCKS LOOP | LAKE MARY | FL | 32746 | Approved | NM-FL Net Metering | FL | 2011-06-15 | Connected | Photovoltaic |  | 4.488 | North Central |  | 2014-09-10 |  |  | Executed
DC | Lake | Tina Sanford | 120/240 | Distribution |  | 7.5 | Solar | Residential | 225 BAYOU BEND RD, SOLAR POWER | Groveland | FL | 34736 | Approved | NM-FL Net Metering | FL | 2014-12-18 | Connected | Photovoltaic |  | 6.38 | South Central | Single | 2014-12-18 |  | 2014-12-18 | Executed
DC | LAKE | Tina Zima |  | Distribution |  | 10.2 | Solar | Residential | 31355 STATE ROAD 46 | SORRENTO | FL | 32776 | Approved | NM-FL Net Metering | FL | 2014-04-23 | Connected | Photovoltaic |  | 8.67 | North Central |  | 2014-09-10 |  |  | Executed
DC | Jackson | Bonnie L Steckelberg | 120/240 | Distribution | Qty 15 Kyocera 250 W Solar Panels | 3.75 | Solar | Residential | 989 Roy Tritt Rd | Cullowhee | NC | 28723 | Approved | NM-NC Net Metering | Carolinas | 2014-12-16 | Connected | Photovoltaic |  | 3.75 | Central | Single | 2014-09-15 | 2014-12-04 | 2014-09-15 | Executed
DC | Clermont | Tod Sistrunk | 120/240 | Distribution | twelve 235-W Siliken SLK60P6L-235WP solar panels | 2.82 | Solar | Residential | 2242 Whitmer Rd | Batavia | OH | 45103 | Approved | Rider NM - Net Metering Rider - OH | OH/KY | 2014-07-22 | Connected | Photovoltaic |  | 2.82 | East | Single | 2014-07-18 |  | 2014-07-18 | Executed
DC | Seminole | Todd Hooks | 120/240 | Distribution | Qty 28 Solar World 270W Solar Panels | 7.56 | Solar | Residential | 408 Silver Oak Ln | Altamonte | FL | 32701 | Approved | NM-FL Net Metering | FL | 2015-06-16 | Connected | Photovoltaic |  | 6.426 | North Central | Single | 2015-06-05 |  | 2015-06-05 | Executed
DC | Volusia | Todd Scribner | 120/240 | Distribution | Qty 28 Canadian CS6P 255w solar panels | 7.14 | Solar | Residential | 2454 Ventura Ct | Deltona | FL | 32738 | Approved | NM-FL Net Metering | FL | 2015-04-20 | Connected | Photovoltaic |  | 6.069 | North Central | Single | 2015-04-16 |  | 2015-04-16 | Executed
DC | Union | Bobby Stevens | 120/240 | Distribution | 5 Renesola 250W Panels (JC250M-24/Bbh) | 1.25 | Solar | Residential | 5315 Waxhaw Marvin Rd | Waxhaw | NC | 28173 | Approved | NM-NC Net Metering | Carolinas | 2015-04-13 | Connected | Photovoltaic |  | 1.08 | Central | Single | 2015-03-02 | 2015-04-06 | 2015-03-02 | Executed
DC | Pinellas | Tom Hall |  | Distribution |  | 8.64 | Solar | Residential | 509 BAYSHORE DRIVE SOUTH | MADEIRA BEACH | FL | 33708 | Approved | NM-FL Net Metering | FL | 2013-06-18 | Connected | Photovoltaic |  | 7.344 | South Coastal |  | 2014-09-10 |  |  | Executed
DC | Warren | Tom Anderson | 120/240 | Distribution | forty-four 255-W Hyundai Hi-S-S255MG PV modules | 11.22 | Solar | Residential | 5401 Crooked Tree Rd | Mason | OH | 45040 | Approved | Rider NM - Net Metering Rider - OH | OH/KY | 2014-06-12 | Connected | Photovoltaic |  | 11 | North | Single | 2014-05-15 |  | 2014-05-15 | Executed
DC | Nash | Timothy Deans | 120/240 | Distribution | QTY 12 Green Triplex 250 Solar panels | 3 | Solar | Residential | 5444 Stoney Hill Church Rd | Bailey | NC | 27807 | Pending | NC NM-Net Metering for Renewable Energy Facilities | PEC Carolinas |  | Cancelled | Photovoltaic |  | 2.58 | Northern | Single | 2013-12-09 |  | 2013-12-09 | Cancelled
DC | Pinellas | Tom C Leek | 120/240 | Distribution | AxITEC 240W | 3.84 | Solar | Residential | 5816 10th Ave | New Port Richey | FL | 34652 | Approved | NM-FL Net Metering | FL | 2014-10-08 | Connected | Photovoltaic |  | 3.264 | South Coastal | Single | 2014-10-03 |  | 2014-10-03 | Executed
DC | Monroe | Tom Duffy | 120/240 | Distribution | 16 (230 Watt) Bosch c-Si M 60 Solar Panels | 3.68 | Solar | Residential | 1560 Andrew Cir S Lot: 14 MISC: Shadow Crk | Bloomington | IN | 47401 | Approved | Net Metering - Standard Contract Rider No. 57 | IN | 2012-04-17 | Connected | Photovoltaic |  | 3.44 | Southern | Single | 2012-04-11 |  | 2012-04-11 | Executed
DC | Durham | Bobby Finch | 120/240 | Distribution | QTY: 20 GreenTriplex M250 | 5 | Solar | Residential | 910 Fleming Dr. | Durham | NC | 27705 | Approved | NM-NC Net Metering | Carolinas | 2014-02-05 | Connected | Photovoltaic |  | 4.3 | Northern | Single | 2013-11-06 | 2014-02-03 | 2013-11-06 | Executed
DC | Alamance | Bobby Bristow | 120/240 | Distribution | Four 185 Watt Suntech Modules | 0.74 | Solar | Residential | 2137 Crosby Drive | Burlington | NC | 27215 | Approved | NM-NC Net Metering | Carolinas | 2011-10-24 | Connected | Photovoltaic |  | 0.74 | Northern | Single | 2011-10-03 |  | 2011-10-03 | Executed
DC | Fulton | Tom Weaver | 480Y/277 | Distribution | sixty-four Kyovera KD250 solar modules | 16 | Solar | Residential | 938 650 E N | Rochester | IN | 46975 | Approved | Net Metering - Standard Contract Rider No. 57 | IN | 2014-06-26 | Connected | Photovoltaic |  | 13.76 | Northern | 3-phase | 2014-05-16 |  | 2014-05-16 | Executed
DC | Monroe | Tom Gruenenfelder | 120/240 | Distribution | QTY 24 Helios 6T 250 | 6 | Solar | Residential | 7342 Whippoorwill Lot: 8 | Bloomington | IN | 47401 | Approved | Net Metering - Standard Contract Rider No. 57 | IN | 2013-09-18 | Connected | Photovoltaic |  | 5.16 | Central | Single | 2013-09-03 |  | 2013-09-03 | Executed
DC | Spartanburg | BMW | 13,200Y/7,620 | Transmission |  | 94.08 | Solar | Non-Residential | Greer PLT | Lyman | SC | 29365 | Approved | NM-SC Net Metering | Carolinas | 2012-01-18 | Connected | Photovoltaic |  | 94.08 | Southern | Single | 2011-11-01 |  | 2011-11-01 | Executed
DC | Highlands | Tom Solyntjes |  | Distribution |  | 5.4 | Solar | Residential | 1515 W PROSPECT DR | Sebring | FL | 33870 | Approved | NM-FL Net Metering | FL | 2009-04-28 | Connected | Photovoltaic |  | 4.59 | South Central |  | 2014-09-10 |  |  | Executed
DC | Orange | Tom Carson |  | Distribution |  | 4.92 | Solar | Residential | 4322 TIDEWATER DR | Orlando | FL | 32812 | Approved | NM-FL Net Metering | FL | 2009-12-22 | Connected | Photovoltaic |  | 4.182 | South Central |  | 2014-09-10 |  |  | Executed
DC | Pinellas | Tom Cronin |  | Distribution |  | 2.76 | Solar | Residential | 2629 LAKESIDE CIR | Palm Harbor | FL | 34684 | Approved | NM-FL Net Metering | FL | 2012-09-24 | Connected | Photovoltaic |  | 2.346 | South Coastal |  | 2014-09-10 |  |  | Executed
DC | Orange | Tom W Rowat | 120/240 | Distribution | Qty 36 (270 watt) Solarworld SW270 | 9.72 | Solar | Residential | 3072 Eaglet Loop | Orlando | FL | 32837 | Approved | NM-FL Net Metering | FL | 2015-02-03 | Connected | Photovoltaic |  | 8.26 | South Central | Single | 2015-01-26 |  | 2015-01-26 | Executed
DC | Hamilton | Tom Wood Automotive TWM Warehouse | 208Y/120 | Distribution | Eight 195 Watt Sanyo Solar Panels | 1.56 | Solar | Non-Residential | 9727 Bauer Dr Suite: A | Indianapolis | IN | 46280 | Approved | Net Metering - Standard Contract Rider No. 57 | IN | 2012-04-12 | Connected | Photovoltaic |  | 2 | Northern | 3-phase | 2012-03-05 |  | 2012-03-05 | Executed
DC | Chatham | Tinker Farm LLC |  | Distribution |  | 6753.6 | Solar | Non-Residential | 2807 Moncure Pittsboro Rd | Moncure | NC | 27559 | Pending |  | PEC Carolinas |  | Pending | Photovoltaic |  | 4800 | Unknown | 3-phase | 2014-10-26 |  | 2014-09-16 | Open
DC | TIPPECANOE | TIPPECANOE SCHOOL CORP |  |  | nine 224-W Sharp ND-224U1F solar panels | 2.02 | Solar | Non-Residential | 5701 N 50 W | WEST LAFAYETTE | IN | 47906 | Approved | Net Metering - Standard Contract Rider No. 57 | IN | 2008-08-19 | Connected | Photovoltaic |  | 2.016 | North | 3 phase |  |  |  | Executed
DC | Alamance | Blakey Hall | 208Y/120 | Distribution | 95 (247 Watt) Samsung LPC 247-SM-08 | 23.47 | Solar | Non-Residential | 501 Blakey Hall LN | Elon | NC | 27244 | Approved | NM-NC Net Metering | Carolinas | 2012-09-11 | Connected | Photovoltaic |  | 40.85 | Northern | 3-phase | 2012-05-29 | 2012-09-11 | 2012-05-29 | Executed
DC | Orange | Toben Properties, LLC - NM |  | Distribution |  | 4.9 | Wind | Non-Residential | 8300 Pickards Meadow Rd | Chapel Hill | NC | 27516 | Cancelled | PP-N NC - Non-Hydroelectric Qualifying Facilities | Carolinas |  | Cancelled | PV + Wind | Toben PV Installation | 4.9 | Northern |  | 2011-04-07 |  | 2010-05-25 | Cancelled
DC | Alamance | Blakey Hall | 120/240 | Distribution | QTY 32 Suniva 265 OPT Modules | 8.48 | Solar | Non-Residential | 501 Blakey Hall LN | Elon | NC | 27244 | Approved | NM-NC Net Metering | Carolinas | 2014-09-09 | Connected | Photovoltaic |  | 72.08 | Northern | Single | 2014-05-14 | 2014-09-09 | 2014-05-14 | Executed
DC | Buncombe | Tony Lacovelli | 120/240 | Distribution |  | 6 | Solar | Residential | 117 Jones Street | Leicester | NC | 28748 | Approved | NC NM-Net Metering for Renewable Energy Facilities | PEC Carolinas | 2012-05-30 | Connected | Photovoltaic |  | 4.8 | Western | Single | 2012-10-18 |  |  | Executed
AC | TIPTON | TODD A HOOVER | 120/240 |  | five Skystream 3.7 turbines at the old rating | 9 | Wind | Residential | 1686 US HIGHWAY 31 N | TIPTON | IN | 46072 | Approved | Net Metering - Standard Contract Rider No. 57 | IN | 2007-05-01 | Connected | Turbine |  | 9 | North | Single |  |  |  | Executed
DC | Alamance | Blakey Hall | 208Y/120 | Distribution | Ninty-Five (247 Watt) Samsung LPC247SM-08 | 23.47 | Solar | Non-Residential | 501 Blakey Hall LN | Elon | NC | 27244 | Approved | NM-NC Net Metering | Carolinas | 2012-05-21 | Connected | Photovoltaic |  | 20.43 | Northern | 3-phase | 2012-03-12 |  | 2012-03-12 | Executed
DC |  | Tony Suits Inc |  | Distribution |  | 20.04 | Solar | Non-Residential | 40343 AIRTIME AVE | ZEPHYRHILLS | FL | 33540 | Approved | NM-FL Net Metering | FL | 2014-07-21 | Connected | Photovoltaic |  | 17.034 | South Coastal |  | 2014-09-10 |  |  | Executed
DC | Warren | Total Cable Solutions | 120/240 | Distribution | twenty-four Suniva 260-W Optimus solar modules | 6.24 | Solar | Non-Residential | 475 Victory Dr | Springboro | OH | 45066 | Approved | Rider NM - Net Metering Rider - OH | OH/KY | 2013-12-18 | Connected | Photovoltaic |  | 6 | North | Single | 2013-12-06 |  | 2013-12-06 | Executed
DC | Kershaw | Town of Bethune | 120/240 | Distribution |  | 3.75 | Solar | Non-Residential | Bethune SC | Bethune | SC | 29009 | Approved | SC NM-Net Metering for Renewable Energy Facilities | PEC Carolinas | 2008-05-05 | Connected | Photovoltaic |  | 3 | Southern | Single | 2012-10-18 |  |  | Executed
DC | Wake | Town of Cary Firestation 8 |  | Distribution | T160 Module Maximizer- ES | 20 | Solar | Non-Residential | 408 Mills Park Drive | Cary | NC | 27519 | Approved | NC NM-Net Metering for Renewable Energy Facilities | PEC Carolinas | 2013-12-19 | Connected | Photovoltaic |  | 20 | Northern |  | 2014-10-21 |  | 2013-02-19 | Executed
DC | Translyvania | Blake Austin | 120/240 | Distribution | Qty 12 MomoX 265W Solar Panels | 3.18 | Solar | Residential | 286 Franklin St | Brevard | NC | 28712 | Approved | NM-NC Net Metering | Carolinas | 2014-06-23 | Connected | Photovoltaic |  | 2.58 | Southern | Single | 2014-06-03 | 2014-06-19 | 2014-06-03 | Executed
DC | Henderson | Black Hawk, Inc. - NM | 120/240 | Distribution |  | 9.45 | Solar | Non-Residential | 109 South Main St | Hendersonville | NC | 28792 | Approved | PP-N NC - Non-Hydroelectric Qualifying Facilities | Carolinas | 2009-12-18 | Connected | Photovoltaic | Black Hawk PV Installation | 9 | Southern | Single | 2011-04-07 |  | 2009-11-23 | Executed
DC | MARION | Tracey Altier |  | Distribution |  | 10.2 | Solar | Residential | 8247 SE 12TH CT | OCALA | FL | 34480 | Approved | NM-FL Net Metering | FL | 2014-01-08 | Connected | Photovoltaic |  | 8.67 | North Coastal |  | 2014-09-10 |  |  | Executed
DC | Pinellas | Tracy L Diaz | 120/240 | Distribution | Renesola | 1 | Solar | Residential | 7100 21ST ST N | St. Petersburg | FL | 33702 | Approved | NM-FL Net Metering | FL | 2015-01-20 | Connected | Photovoltaic |  | 0.85 | South Coastal | Single | 2014-11-23 |  | 2014-11-23 | Executed
DC | Durham | bioMerieux, Inc. - NM | 208Y/120 | Distribution |  | 124.16 | Solar | Non-Residential | 100 Randolphe St | Durham | NC | 27712 | Approved | PP-N NC - Non-Hydroelectric Qualifying Facilities | Carolinas | 2009-12-22 | Connected | Photovoltaic | Biomerieux PV Installation | 124 | Northern | 3-phase | 2011-04-07 |  | 2009-11-12 | Executed
DC |  | Bill Mixon | 120/240 | Distribution | 20 LG Mono-X 260 | 5.3 | Solar | Residential | 6463 Heartwood Lane | Hickory | NC | 28602 | Approved | NM-NC Net Metering | Carolinas | 2014-01-01 | Connected | Photovoltaic |  | 5 | Central | Single | 2013-12-19 | 2014-02-03 | 2013-12-19 | Executed
DC | VOLUSIA | Tracy Parodi |  | Distribution |  | 5.1 | Solar | Residential | 1880 JOYNER DRIVE | DELTONA | FL | 32725 | Approved | NM-FL Net Metering | FL | 2013-06-17 | Connected | Photovoltaic |  | 4.335 | North Central |  | 2014-09-10 |  |  | Executed
DC | BUTLER | TOM MURPHY | single |  | twenty-four 216-W Sharp solar panels | 5.18 | Solar | Residential | 8305 BECKETT STATION DR | WEST CHESTER | OH | 45069 | Approved | Rider NM - Net Metering Rider - OH | OH/KY | 2008-05-20 | Connected | Photovoltaic |  | 5 | South | 120/240 |  |  |  | Executed
DC | Catawba | Bill Mixon | 120/240 | Distribution | 18 LG 265 Mono X S1C-A3 | 4.77 | Solar | Residential | 6463 Heartwood Lane | Hickory | NC | 28602 | Approved | NM-NC Net Metering | Carolinas | 2014-01-31 | Connected | Photovoltaic |  | 4.77 | Central | Single | 2013-12-19 | 2014-01-28 | 2013-12-19 | Executed
DC | Moore | Tom Ujfalusy |  |  |  | 2.25 | Solar | Residential | 505 N. Ashe Street | Southern Pines | NC | 28387 | Approved | NC NM-Net Metering for Renewable Energy Facilities | PEC Carolinas | 2008-06-11 | Connected | Photovoltaic |  | 1.8 | Northern |  | 2012-10-18 |  |  | Executed
DC | Guilford | Big Boy Solar, LLC | 12,470Y/7,200 | Distribution | 26,040 Jinko JKM 235W Solar Modules | 3724.38 | Solar | Non-Residential | 6021 Burlington Rd | Gibsonville | NC | 27249 | Approved | PP-N NC - Non-Hydroelectric Qualifying Facilities | Carolinas | 2014-12-03 | Connected | Photovoltaic |  | 3000 | Northern | 3-phase | 2012-05-01 | 2014-12-06 | 2012-05-01 | Executed
DC | New Hanover | Travis Rosser | 120/240 | Distribution |  | 1.25 | Solar | Residential | 205 Stonewall Jackson Dr. | Wilmington | NC | 28412 | Approved | NC NM-Net Metering for Renewable Energy Facilities | PEC Carolinas | 2011-11-15 | Connected | Photovoltaic |  | 1 | Eastern | Single | 2012-10-18 |  |  | Executed
DC | Seminole | Tri City Elect Cont - 1St Installation |  | Distribution |  | 25 | Solar | Non-Residential | 436 WEST DR | Altamonte Springs | FL | 32714 | Approved | NM-FL Net Metering | FL | 2009-12-28 | Connected | Photovoltaic |  | 21.25 | North Central |  | 2014-09-10 |  |  | Executed
DC | Seminole | Tri City Elect Cont - 2Nd Installation |  | Distribution |  | 25 | Solar | Non-Residential | 442 WEST DR | Altamonte Springs | FL | 32714 | Approved | NM-FL Net Metering | FL | 2009-12-28 | Connected | Photovoltaic |  | 21.25 | North Central |  | 2014-09-10 |  |  | Executed
DC | Pickens | Bhuvenesh C. Goswami | 120/240 | Distribution |  | 2.35 | Solar | Residential | 200 Strawberry Ln | Clemson | SC | 29631 | Approved | NM-SC Net Metering | Carolinas | 2010-08-13 | Connected | Photovoltaic |  | 2.35 | Southern | Single | 2011-04-07 |  | 2010-06-14 | Executed
DC |  | Tony Brown | 120/240 | Distribution | Qty 36 SW280w, solar panels | 10.08 | Solar | Residential | 252 Torrento Dr | Debary | FL | 32713 | Approved | NM-FL Net Metering | FL |  | Pending Meter Set | Photovoltaic |  | 8.568 | North Central | Single | 2015-06-03 |  | 2015-06-03 | Open
DC | McDowell | Tony Condrey | 120/240 | Distribution | Qty 14 Solar World 315W Solar Panels | 4.41 | Solar | Residential | 3650 Old Highway 10 E | Nebo | NC | 28761 | Pending | NM-NC Net Metering | Carolinas |  | Pending | Photovoltaic |  | 4.41 | Central | Single | 2015-05-18 |  | 2015-05-18 | Open
DC | VANCE | Tony Gaddis | 120/240 |  |  | 8.55 | Solar | Residential | 4421 Glebe Road | Henderson | NC | 27536 | Approved | NC CSP-Cogeneration and Small Power Producer-Sell All | PEC Carolinas | 2011-03-28 | Connected | Photovoltaic |  | 6.84 | Northern | Single | 2012-10-18 |  |  | Executed
DC | Union | BG Stewart Solar Farm, LLC | 23,900Y/13,800 | Distribution | QTY: 21,472 REC310 | 6656 | Solar | Non-Residential | 1514 Old Highway 74 | Marshville | NC | 28103 | Approved | PP-N NC - Non-Hydroelectric Qualifying Facilities | Carolinas |  | Under Construction | Photovoltaic |  | 5000 | Central | 3-phase | 2014-02-21 |  | 2014-02-21 | Open
DC | Lincoln | Tony Smith | 120/240 | Distribution |  | 4.1 | Solar | Residential | 3950 Homestead Rd | Lincolnton | NC | 28092 | Approved | PP-N NC - Non-Hydroelectric Qualifying Facilities | Carolinas | 2010-10-26 | Superseded | Photovoltaic | Smith PV Installation | 9 | Central | Single | 2011-04-07 |  | 2010-09-24 | Superceded
DC |  | TRINITY BAPTIST CHURCH | 120/240 | Distribution | one hundred forty-three 224-watt Sharp solar panels | 32.03 | Solar | Non-Residential | 8402 BURNS | CINCINNATI | OH | 45216 | Approved | Rider NM - Net Metering Rider - OH | OH/KY | 2011-09-28 | Connected | Photovoltaic |  | 55 | South | Single | 2011-09-28 |  | 2011-09-28 | Executed
DC | Rockingham | Beulah N Vernon | 120/240 | Distribution | 24 240W Solar World SW240 Panels | 5.76 | Solar | Residential | 7846 NC Highway 704 | Madison | NC | 27025 | Approved | NM-NC Net Metering | Carolinas | 2012-06-06 | Connected | Photovoltaic |  | 5.16 | Northern | Single | 2012-05-08 |  | 2012-05-08 | Executed
DC | Spartanburg | Betty Stacey | 120/240 | Distribution | 12 SolarWorld SW 270 Mono 270W panels | 3.24 | Solar | Residential | 291 McAbee Rd | Chesnee | SC | 29323 | Approved | NM-SC Net Metering | Carolinas | 2014-07-16 | Connected | Photovoltaic |  | 2.58 | Southern | Single | 2014-06-10 | 2014-07-07 | 2014-06-10 | Executed
DC |  | Tori Solar, LLC |  | Distribution |  |  | Solar | Non-Residential | Unknown | New Bern | NC | 0 | Cancelled |  | PEC Carolinas |  | Cancelled | Photovoltaic |  | 4000 | Unknown |  | 2014-10-21 |  | 2013-07-25 | Cancelled
DC | Buncombe | Trisha Mahoney | 120/240 | Distribution | Qty 30 (255 Watt) Kyocera KD255GX | 7.65 | Solar | Residential | 321 Goughes Branch Rd | Leicester | NC | 28748 | Approved | NC NM-Net Metering for Renewable Energy Facilities | PEC Carolinas | 2015-01-09 | Connected | Photovoltaic |  | 5.89 | Western | Single | 2014-11-06 |  | 2014-11-06 | Executed
DC | Lincoln | Tower Solar Center, LLC |  | Distribution | Qty (300 Watt) Yingli YL300P-35b Solar Panels | 4999 | Solar | Non-Residential | 688 Tower Rd | Vale | NC | 28168 | Pending | PP-N NC - Non-Hydroelectric Qualifying Facilities | Carolinas |  | Pending | Photovoltaic |  | 5000 | Central | 3-phase | 2013-07-25 |  | 2013-07-25 | Open
DC |  | Tower Solar Farm, LLC |  | Distribution |  |  | Solar | Non-Residential | Unknown | Norlina | NC | 0 | Cancelled |  | PEC Carolinas |  | Cancelled | Photovoltaic |  | 1950 | Unknown |  | 2014-10-21 |  | 2012-06-08 | Cancelled
DC | Greenville | Betty Haygood | 120/240 | Distribution | QTY 24 Sunmodule SW250 Modules | 6 | Solar | Residential | 307 Forked Oak Way | Fountain Inn | SC | 29644 | Approved | PP-SC Purchased Power | Carolinas | 2013-11-25 | Connected | Photovoltaic | Haygood Solar PV Installation | 5.16 | Southern | Single | 2013-06-24 | 2013-11-19 | 2013-06-27 | Executed
DC | Guilford | Beth Solar, LLC | 12,470Y/7,200 | Distribution | 26,040 Jinko JKM 235W Panels | 6119.4 | Solar | Non-Residential | 5803 Cadiz Rd | Julian | NC | 27283 | Approved | PP-N NC - Non-Hydroelectric Qualifying Facilities | Carolinas | 2014-12-01 | Connected | Photovoltaic |  | 5000 | Northern | 3-phase | 2012-06-27 |  | 2012-06-27 | Executed
DC | Moore | Troy D Biegger | 120/240 | Distribution | Qty 32 MonoX 280 W Solar Panels | 8.96 | Solar | Residential | 5 Surry Cir N | Pinehurst | NC | 28374 | Approved | NM-NC Net Metering | PEC Carolinas | 2015-01-07 | Connected | Photovoltaic |  | 8 | Southern | 3-phase | 2014-10-22 |  | 2014-10-22 | Executed
DC | Seminole | Troy Simmons |  | Distribution |  | 5.5 | Solar | Residential | 3540 MERIVALE DRIVE | CASSELBERRY | FL | 32707 | Approved | NM-FL Net Metering | FL | 2013-03-05 | Connected | Photovoltaic |  | 4.675 | North Central |  | 2014-09-10 |  |  | Executed
DC | Forsyth | Bertha Reyes | 120/240 | Distribution | QTY: 6 Mage 250W | 1.5 | Solar | Residential | 2312 Willow Bend Dr. | Kernersville | NC | 27284 | Approved | NM-NC Net Metering | Carolinas | 2014-07-18 | Connected | Photovoltaic |  | 1.43 | Northern | Single | 2014-05-13 | 2014-07-16 | 2014-05-13 | Executed
DC | Duplin | Town of Warsaw Solar Farm, LLC |  | Distribution |  | 630 | Solar | Non-Residential | 384 E. Best Street | Warsaw | NC | 28398 | Pending | PP-N NC - Non-Hydroelectric Qualifying Facilities | PEC Carolinas |  | Pending | Photovoltaic |  | 630 | Unknown | 3-phase | 2014-10-26 |  | 2014-09-10 | Open
DC | Macon | Bernie Maki | 120/240 | Distribution | Qty 11 LG 275 W Solar Panels | 3.03 | Solar | Residential | 56 Learning Pine Rd | Franklin | NC | 28734 | Approved | NM-NC Net Metering | Carolinas | 2014-09-26 | Connected | Photovoltaic |  | 2.75 | Central | Single | 2014-09-03 | 2014-09-23 | 2014-09-03 | Executed
DC | BUNCOMBE | Tracy Davids | 120/240 |  |  | 1.88 | Solar | Residential | 16 Charles Street | Asheville | NC | 28801 | Approved | NC CSP-Cogeneration and Small Power Producer-Sell All | PEC Carolinas | 2007-11-14 | Connected | Photovoltaic |  | 1.5 | Western | Single | 2012-10-18 |  |  | Executed
DC | Orange | Tracy Kozlowski | 120/240 | Distribution |  | 5.1 | Solar | Residential | 233 STERLING ROSE CT | APOPKA | FL | 32703 | Approved | NM-FL Net Metering | FL | 2013-02-08 | Cancelled | Photovoltaic |  | 4.335 | North Central | Single | 2014-09-10 |  |  | Cancelled
DC | Durham- NE | Berkeley Grimball Jr. | 120/240 | Distribution | 9 SolarWorld SW 245W Modules | 2.21 | Solar | Residential | 18 Wesleywood Dr | Durham | NC | 27707 | Approved | NM-NC Net Metering | Carolinas | 2012-09-13 | Connected | Photovoltaic |  | 2.205 | Northern | Single | 2012-07-25 | 2012-09-12 | 2012-07-25 | Executed
DC | Guilford | Berjouhi Keshguerian | 120/240 | Distribution |  | 3.85 | Solar | Residential | 3932 Johnson St | High Point | NC | 27265 | Approved | PP-N NC - Non-Hydroelectric Qualifying Facilities | Carolinas | 2009-09-16 | Connected | Photovoltaic | Keshguerian PV Installation | 3.85 | Northern | Single | 2011-04-07 |  | 2009-08-04 | Executed
DC | Robeson | Turkey Branch Solar, LLC |  | Distribution |  |  | Solar | Non-Residential | 668 Turkey Branch Road | Fairmont | NC | 28340 | Approved | Negotiated (NC) | PEC Carolinas | 2014-08-06 | Connected | Photovoltaic |  | 5000 | Unknown |  | 2014-10-21 |  | 2012-10-08 | Executed
DC | ORANGE | Tushar Patel |  | Distribution |  | 10 | Solar | Residential | 2130 MALLARD SPRUCE TER | ORLANDO | FL | 32820 | Approved | NM-FL Net Metering | FL | 2013-10-21 | Connected | Photovoltaic |  | 8.5 | North Central |  | 2014-09-10 |  |  | Executed
DC | Orange | Benjamin Rotenberg | 120/240 | Distribution | Qty 10 REC 255W Solar Panels | 2.55 | Solar | Residential | 118 Graylyn Dr | Chapel Hill | NC | 27516 | Approved | NM-NC Net Metering | Carolinas | 2015-05-20 | Connected | Photovoltaic |  | 3 | Northern | Single | 2015-03-18 | 2015-05-18 | 2015-03-18 | Executed
DC | Nash | Tracy Solar, LLC |  | Distribution |  |  | Solar | Non-Residential | 8970 Winters Road | Bailey | NC | 27557 | Approved | Negotiated (NC) | PEC Carolinas |  | Under Construction | Photovoltaic | Tracy Solar, LLC | 10000 | Northern | 3-phase | 2014-10-21 |  | 2013-08-02 | Open
DC | Catawba | Benjamin R. Eustice | 120/240 | Distribution | 20 (245 Watt) SunPower SPR-245NE-WHT-D Solar Panels | 4.9 | Solar | Residential | 3639 Lyle Creek Ave NE | Conover | NC | 28613 | Approved | PP-N NC - Non-Hydroelectric Qualifying Facilities | Carolinas | 2012-06-20 | Connected | Photovoltaic | Eustice PV Installation | 4 | Central | Single | 2012-06-04 |  | 2012-06-04 | Executed
DC | Durham | Benjamin Hiltzheimer | 120/240 | Distribution | 13 Motech 250 W Solar Modules | 3.25 | Solar | Residential | 4706 Myra Glen Pl. | Durham | NC | 27707 | Approved | NM-NC Net Metering | Carolinas | 2013-04-30 | Connected | Photovoltaic |  | 3.25 | Northern | Single | 2013-04-10 | 2013-04-26 | 2013-04-10 | Executed
AC | CLINTON | TRAVIS C SHEETS | 120/240 |  | Skystream 3.7 old rating | 1.8 | Wind | Residential | 2282 COUNTY ROAD 250 N E | FRANKFORT | IN | 46041 | Approved | Net Metering - Standard Contract Rider No. 57 | IN | 2008-08-11 | Connected | Turbine |  | 1.8 | North | Single |  |  |  | Executed
DC | Jones | Trenton Farm 1, LLC |  | Distribution |  |  | Solar | Non-Residential | Unknown | Trenton | NC | 28585 | Approved |  | PEC Carolinas |  | Pending IA | Photovoltaic |  | 5000 | Unknown |  | 2014-10-21 |  | 2012-05-14 | Open
DC |  | Trenton Farm 2, LLC |  | Distribution |  |  | Solar | Non-Residential | Unknown | Pollocksville | NC | 0 | Cancelled |  | PEC Carolinas |  | Cancelled | Photovoltaic |  | 5000 | Unknown |  | 2014-10-21 |  | 2012-05-09 | Cancelled
DC | ORANGE | Tyler Balogh |  | Distribution |  | 3.57 | Solar | Residential | 2514 POET LN | ORLANDO | FL | 32817 | Approved | NM-FL Net Metering | FL | 2014-07-09 | Connected | Photovoltaic |  | 3.035 | North Central |  | 2014-09-10 |  |  | Executed
DC | Orange | Tysam Beckett | 120/240 | Distribution | Qty 23 (280 Watt) SolarWorld SW280 | 6.44 | Solar | Residential | 9828 Bay Vista Estates Blvd | Orlando | FL | 32836 | Approved | NM-FL Net Metering | FL | 2015-03-23 | Connected | Photovoltaic |  | 5.47 | South Central | Single | 2015-03-04 |  | 2015-03-04 | Executed
DC | Buncombe | Tyson Furniture Co Inc | 120/240 | Distribution | Qty 48 (250 Watt) Solarworld SW250 | 12 | Solar | Non-Residential | 106 E State St | Black Mountain | NC | 28711 | Approved | NC NM-Net Metering for Renewable Energy Facilities | PEC Carolinas | 2014-01-15 | Connected | Photovoltaic |  | 9.6 | Western | Single | 2013-08-15 |  | 2013-08-15 | Executed
DC |  | Triangle Urology Assoc |  | Distribution |  |  | Solar | Non-Residential | 205 Frasier Street | Durham | NC | 27704 | Cancelled |  | PEC Carolinas |  | Cancelled | Photovoltaic |  | 31.392 | Unknown |  | 2014-10-21 |  | 2013-08-22 | Cancelled
DC | Buncombe | Tyson Furniture Company |  | Distribution |  | 37.5 | Solar | Non-Residential | Ball Street Warehouse | Black Mountain | NC | 28711 | Approved | NC NM-Net Metering for Renewable Energy Facilities | PEC Carolinas | 2013-01-22 | Connected | Photovoltaic |  | 30 | Unknown |  | 2014-10-21 |  | 2012-11-14 | Executed
DC | Wake | Trident Technology Solutions, Inc. |  | Distribution | Qty 117 Suniva MVX300-72-5-701 | 35.1 | Solar | Non-Residential | 2627 Leighton Ridge Dr | Wake Forest | NC | 28587 | Approved | NM-NC Net Metering | PEC Carolinas |  | Pending IA | Photovoltaic |  | 34.2 | Northern | 3-phase | 2015-01-20 |  | 2015-01-20 | Open
DC | HAMILTON | TRINITY BAPTIST CHURCH | 120/240 | Distribution | one hundred forty-three 224-watt Sharp solar panels | 32.03 | Solar | Non-Residential | 8402 BURNS | CINCINNATI | OH | 45216 | Approved | Rider NM - Net Metering Rider - OH | OH/KY | 2011-08-08 | Superseded | Photovoltaic |  | 27.5 | South | Single | 2011-07-23 |  | 2011-07-23 | Superceded
DC | Pinellas | U S Veterans Admin |  | Distribution |  | 1565.76 | Solar | Non-Residential | 10000 BAY PINES BLVD *UNIT 2 | ST PETERSBURG | FL | 33708 | Approved | NM-FL Net Metering | FL | 2012-12-18 | Connected | Photovoltaic |  | 1330.896 | South Coastal |  | 2014-09-10 |  |  | Executed
DC | Cleveland | Belwood Farm LLC | 12,470Y/7,200 | Distribution | 11060 Canadian 235w 6944 Astronergy 235/240/245w 4144 Shuco 235w Panels | 5248.74 | Solar | Non-Residential | 5617 Fallston RD | Lawndale | NC | 28090 | Approved | PP-N NC - Non-Hydroelectric Qualifying Facilities | Carolinas | 2012-12-17 | Connected | Photovoltaic | Belwood Farm PV Installation | 4000 | Central | 3-phase | 2011-11-10 | 2013-01-03 | 2011-11-10 | Executed
DC |  | Trinity Solar LLC |  | Distribution | 22,914 CSUN305-72-305 | 7598 | Solar | Non-Residential | 4058 Old Glenola Rd | Trinity | NC | 27370 | Pending | PP-N NC - Non-Hydroelectric Qualifying Facilities | Carolinas |  | Pending | Photovoltaic |  | 5499 | Northern | 3-phase | 2015-05-20 |  | 2015-05-20 | Open
DC | Alamance | Belk, Inc. - Burlington - NM | 480Y/277 | Distribution |  | 30 | Solar | Non-Residential | 3187 Watermill Dr | Burlington | NC | 27215 | Approved | NM-NC Net Metering | Carolinas | 2010-05-11 | Connected | Photovoltaic |  | 30 | Northern | 3-phase | 2011-04-07 |  | 2010-05-21 | Executed
DC |  | Tripp Solar, LLC |  | Distribution |  |  | Solar | Non-Residential | Unknown | Erwin | NC | 0 | Cancelled |  | PEC Carolinas |  | Pending | Photovoltaic |  | 3998 | Unknown |  | 2014-10-21 |  | 2014-08-14 | Cancelled
DC | Iredell | Tripple State Farm, LLC | 12,470Y/7,200 | Distribution | Qty 21660 Canadian Solar CS6X 300P | 6498 | Solar | Non-Residential | 429 Triplett Rd | Cleveland | NC | 27013 | Pending | PP-N NC - Non-Hydroelectric Qualifying Facilities | Carolinas |  | Pending | Photovoltaic |  | 4998 | Central | 3-phase | 2013-09-27 |  | 2013-09-27 | Open
DC | Pinellas | Ulrike Kallaugher | 120/240 | Distribution | Qty 4 (250 Watt) Axitec AC-150P/156-60S | 1 | Solar | Residential | 405 Georgia Ave | Crystal Beach | FL | 34681 | Approved | NM-FL Net Metering | FL | 2015-03-05 | Connected | Photovoltaic |  | 0.85 | South Coastal | Single | 2015-02-20 |  | 2015-02-20 | Executed
DC | Seminole | UMA Distributors LLC | 480Y/277 | Distribution |  | 10.15 | Solar | Non-Residential | 950 Sunshine Ln | Altamonte Springs | FL | 32714 |  | NM-FL Net Metering | FL | 2013-11-20 | Connected | Photovoltaic |  | 8.628 | North Central | 3-phase |  |  |  | Executed
DC | Hartsville | Troy and Lacy Jones | 120/240 | Distribution | Qty 8 SW 270W Solar Panels | 2.16 | Solar | Residential | 6450 Montpelier Ln | Sumter | SC | 29150 | Pending | NM-SC Net Metering | PEC Carolinas |  | Pending | Photovoltaic |  | 1.92 | Southern | Single | 2015-05-12 |  | 2015-05-12 | Open
DC | HOWARD | TROY A BEACHY | 120/240 |  | Skystream 3.7 turbine | 2.4 | Wind | Residential | 4870 COUNTY ROAD 600 E N | KOKOMO | IN | 46901 | Approved | Net Metering - Standard Contract Rider No. 57 | IN | 2010-11-15 | Connected | Turbine |  | 2.4 | North | Single |  |  |  | Executed
DC | Wake | Umesh Chokshi | 120/240 | Distribution | QTY 13 MOTECH 250 IM 60+ SERIES MODULES | 3.5 | Solar | Residential | 325 Matilda Pl | Cary | NC | 27513 | Approved | NC NM-Net Metering for Renewable Energy Facilities | PEC Carolinas | 2014-01-13 | Connected | Photovoltaic |  | 3.25 | Northern | Single | 2013-12-04 |  | 2013-12-04 | Executed
DC | Buncombe | UNC Asheville |  | Distribution |  | 28 | Solar | Non-Residential | Unknown | Asheville | NC | 0 | Approved | NC NM-Net Metering for Renewable Energy Facilities | PEC Carolinas | 2014-09-03 | Connected | Photovoltaic |  | 24 | Unknown |  | 2014-10-21 |  | 2014-05-16 | Executed
DC | Mecklenburg | Belk, Inc. - Charlotte - NM |  | Distribution |  | 30 | Solar | Non-Residential | 2801 West Tyvola Rd | Charlotte | NC | 28217 | Approved | NM-NC Net Metering | Carolinas | 2010-05-11 | Connected | Photovoltaic |  | 30 | Central | 3-phase | 2011-04-07 |  | 2010-04-09 | Executed
DC | Guilford | Troy L Stantliff | 120/240 | Distribution | Qty 9 SW270W Solar Panels | 2.43 | Solar | Residential | 4257 Hamburg Mill Rd | Summerfield | NC | 27358 | Pending | NM-NC Net Metering | Carolinas |  | Pending | Photovoltaic |  | 2.16 | Northern | Single | 2015-06-04 |  | 2015-06-04 | Open
DC | Guilford | Beco Inc. | 208Y/120 | Distribution |  | 28.8 | Solar | Non-Residential | 2124 Surrett DR | Archdale | NC | 27263 | Approved | SCG-NC Small Customer Generator Rider | Carolinas | 2011-06-28 | Connected | Photovoltaic |  | 28.8 | Northern | 3-phase | 2011-06-01 |  | 2011-06-01 | Executed
DC | Monroe | Unitarian Church | 120/240 | Distribution | ninety-six 250 watt Helios Solar panels | 24 | Solar | Non-Residential | 2120 Fee Lane N. | Bloomington | IN | 47408 | Approved | Net Metering - Standard Contract Rider No. 57 | IN | 2013-05-13 | Connected | Photovoltaic |  | 20 | Southern | 3-phase | 2013-04-25 |  | 2013-04-25 | Executed
DC | WAKE | Tryon Road Inc | 120/240 |  |  | 12 | Solar | Non-Residential | 3628 Tryon Rd. | Raleigh | NC | 27606 | Approved | NC CSP-Cogeneration and Small Power Producer-Sell All | PEC Carolinas | 2008-05-12 | Connected | Photovoltaic |  | 9.6 | Northern | Single | 2012-10-18 |  |  | Executed
DC | Lenoir | Tubbs Farm LLC |  | Distribution | Qty 22,496 300W modules | 6748.8 | Solar | Non-Residential | 1221 E. New Bern Rd | Kinston | NC | 28501 | Pending |  | PEC Carolinas |  | Pending | Photovoltaic |  | 4800 | Unknown | 3-phase | 2014-11-06 |  | 2014-11-06 | Open
DC | Robeson | Tubbs Solar, LLC |  |  | 21,660 Canadian CS6X-300P Solar Modules | 6498 | Solar | Non-Residential | Long Rd and Old Allenton Rd. | Lumberton | NC | 28358 | Cancelled |  | PEC Carolinas |  | Cancelled | Photovoltaic |  | 4800 | Southern |  | 2015-03-01 |  | 2015-03-01 | Cancelled
DC | Orange | Beatriz Paniagua | 120/240 | Distribution | Qty 215 12.5W Dow Powerhouse Solar Panels | 2.68 | Solar | Residential | 102 Red Cedar Pl | Chapel Hill | NC | 27514 | Approved | NM-NC Net Metering | Carolinas | 2014-08-21 | Connected | Photovoltaic |  | 3.49 | Northern | Single | 2014-07-31 | 2014-08-20 | 2014-07-31 | Executed
DC | Durham | Bayer CropScience LP | 480Y/277 | Distribution | Qty 60 Suniva OPT 260W Solar Panels | 15.6 | Solar | Non-Residential | 2 TW Alexander Dr | RTP | NC | 27709 | Approved | NM-NC Net Metering | Carolinas | 2014-11-12 | Connected | Photovoltaic |  | 15 | Northern | 3-phase | 2014-09-08 | 2014-11-10 | 2014-09-08 | Executed
DC | Buncombe | Tunnel Road 117, LLC - AKC Brunk Auctions Inc. |  | Distribution |  |  | Solar | Non-Residential | Unknown | Asheville | NC | 28805 | Approved |  | PEC Carolinas |  | Pending IA | Photovoltaic |  | 18 | Unknown |  | 2014-10-21 |  | 2014-05-01 | Open
DC | Clarendon | Turbeville Solar, LLC |  | Distribution | Qty 93,333 (300 Watt) Canadian Solar CS6X-300P | 27999.9 | Solar | Non-Residential | Bob White Road | Turbeville | SC | 29162 | Pending | SC CSP29-Cogeneration and Small Power Producer-Sell All | PEC Carolinas |  | Pending | Photovoltaic |  | 18400 | Southern | 3-phase | 2015-03-26 |  | 2015-03-26 | Open
DC | Cleveland | Battleground Solar I, LLC |  | Distribution | Qty 17,248 (250 Watt) Renogy RNG-250P | 4312 | Solar | Non-Residential | 929 York Road | Kings Mountain | NC | 28086 | Approved | PP-N NC - Non-Hydroelectric Qualifying Facilities | Carolinas | 2013-12-03 | Connected | Photovoltaic |  | 3500 | Central | 3-phase | 2012-10-12 | 2014-01-13 | 2012-10-12 | Executed
DC | Catawba | Turkey Solar, LLC |  | Distribution | Qty 17424 (285 Watt) Trina TSM-285 PA14 Solar Panels | 4965.84 | Solar | Non-Residential | 3999 Peachtree St Ext. | Claremont | NC | 28610 | Cancelled | PP-N NC - Non-Hydroelectric Qualifying Facilities | Carolinas |  | Cancelled | Photovoltaic |  | 4000 | Central | 3-phase | 2012-12-04 |  | 2012-12-04 | Cancelled
DC | Guilford | Turner Smith Solar, LLC |  | Distribution | Qty 20,786 (305 Watt) Trina Solar TSM-305PD14 | 6339.7 | Solar | Non-Residential | 7648 NC Highway 61 | Browns Summit | NC | 27214 | Pending | PP-N NC - Non-Hydroelectric Qualifying Facilities | Carolinas |  | Pending | Photovoltaic |  | 4998 | Northern | 3-phase | 2015-03-02 |  | 2015-03-02 | Open
DC | Orange | University Of Central Fla |  | Distribution |  | 91.39 | Solar | Non-Residential | 4000 CENTRAL FLORIDA BLVD, BANK 1 & 2 | ORLANDO | FL | 32826 | Approved | NM-FL Net Metering | FL | 2012-04-03 | Connected | Photovoltaic |  | 77.682 | North Central |  | 2014-09-10 |  |  | Executed
DC | Alachua | University Of Florida - 1St Installation |  | Distribution |  | 88.75 | Solar | Non-Residential | 82 MOWRY RD, GAINESVILLE SUB | Gainesville | FL | 32611 | Approved | NM-FL Net Metering | FL | 2012-04-12 | Connected | Photovoltaic |  | 75.438 | North Coastal |  | 2014-09-10 |  |  | Executed
DC | Beaufort | TWE Chocowinity Solar Project, LLC |  | Distribution |  |  | Solar | Non-Residential | Unknown | Chocowinity | NC | 27817 | Approved |  | PEC Carolinas |  | Pending | Photovoltaic |  | 4500 | Unknown |  | 2014-10-21 |  | 2014-02-25 | Open
|  | TWE Dillon Solar Project, LLC |  |  |  |  | Solar | Non-Residential | S. Longstreet Rd. | Dillon | SC | 29536 | Pending |  | PEC Carolinas |  |  | Photovoltaic |  |  | Southern |  | 2015-03-11 |  | 2015-03-11 | Open
DC | Lenoir | TWE Kinston Solar Project, LLC |  | Distribution |  |  | Solar | Non-Residential | Unknown | Kinston | NC | 28501 | Approved | NC CSP29-Cogeneration and Small Power Producer-Sell All | PEC Carolinas |  | Under Construction | Photovoltaic |  | 5000 | Unknown |  | 2014-10-21 |  | 2014-02-25 | Open
DC | Scotland | TWE Laurinburg Solar Project, LLC |  | Distribution |  |  | Solar | Non-Residential | 13401 Highland Road | Laurinburg | NC | 28352 | Approved | NC CSP29-Cogeneration and Small Power Producer-Sell All | PEC Carolinas |  | Under Construction | Photovoltaic |  | 5000 | Unknown |  | 2014-10-21 |  | 2014-02-25 | Open
DC | Craven | TWE New Bern Solar Project, LLC |  | Distribution |  |  | Solar | Non-Residential | 1185 NC 55 Hwy. West | New Bern | NC | 28563 | Approved |  | PEC Carolinas |  | Pending | Photovoltaic |  | 4500 | Unknown |  | 2014-10-21 |  | 2014-02-25 | Open
DC | Alachua | University Of Florida - 2Nd Installation |  | Distribution |  | 20 | Solar | Non-Residential | 1060 HULL RD, UF SUBSTBANK #1 | GAINESVILLE | FL | 32611 | Approved | NM-FL Net Metering | FL | 2012-12-20 | Connected | Photovoltaic |  | 17 | North Coastal |  | 2014-09-10 |  |  | Executed
DC | Pinellas | University of So Fla | 480Y/277 | Distribution | Region Solar | 300 | Solar | Non-Residential | 5000 3rd St S *HSE, FPF House | St. Petersburg | FL | 33701 | Approved | NM-FL Net Metering | FL | 2014-12-10 | Connected | Photovoltaic |  | 255 | South Coastal | 3-phase | 2014-10-08 |  | 2014-10-08 | Executed
DC | Swain | Barry Wharton | 120/240 | Distribution |  | 3.3 | Solar | Residential | 1120 Grizzly Ridge Road | Bryson City | NC | 28713 | Approved | PP-N NC - Non-Hydroelectric Qualifying Facilities | Carolinas | 2011-06-15 | Connected | Photovoltaic | Wharton PV Installation | 3 | Southern | Single | 2011-05-16 |  | 2011-04-14 | Executed
DC | Catawba | Tyler Brown-Smith | 120/240 | Distribution | Qty 8 QCell QPro G3 250W Solar Panels | 2 | Solar | Residential | 204 Belleview Dr NE | Conover | NC | 28613 | Pending | NM-NC Net Metering | Carolinas |  | Pending | Photovoltaic |  | 1.72 | Central | Single | 2015-06-16 |  | 2015-06-16 | Open
DC | Volusia | Tyler Settle | 120/240 | Distribution | Qty 20 AmeriSolar 255watts, solar panels | 5.1 | Solar | Residential | 1444 Daystar Ln | Deltona | FL | 32725 | Approved | NM-FL Net Metering | FL |  | Pending Meter Set | Photovoltaic |  | 4.335 | North Central | Single | 2015-06-15 |  | 2015-06-15 | Open
DC | Mecklenburg | Barry L Bobrow | 120/240 | Distribution | Qty 30 250W Solarworld Solar Panels | 7.5 | Solar | Residential | 4901 Gorham Dr | Charlotte | NC | 28226 | Approved | NM-NC Net Metering | Carolinas | 2014-10-06 | Connected | Photovoltaic |  | 9.74 | Central | Single | 2014-08-21 | 2014-09-29 | 2014-08-21 | Executed
DC | Buncombe | Tyson Furniture Co INC |  |  | 56 315W Solarworld Panels | 17.46 | Solar | Non-Residential | 670 HWY 9 South | Black Mountain | NC | 28711 | Pending | NC NM-Net Metering for Renewable Energy Facilities | PEC Carolinas |  | Pending IA | Photovoltaic |  | 15200 | Western |  | 2015-02-06 |  | 2015-02-06 | Open
DC | Buncombe | Tyson Furniture Co INC |  |  | 76 315W SolarWorld Panels | 23.94 | Solar | Non-Residential | 670 HWY 9 South | Black Mountain | NC | 28711 | Pending | NC NM-Net Metering for Renewable Energy Facilities | PEC Carolinas |  | Pending IA | Photovoltaic |  | 20 | Western |  | 2015-02-06 |  | 2015-02-06 | Open
DC | Pinellas | Valerie A Maxam-Moore | 120/240 | Distribution | Qty 20 Solar World 315W Solar Panels | 6.3 | Solar | Residential | 4565 15th Ave N | St Petersburg | FL | 33713 | Approved | NM-FL Net Metering | FL | 2015-05-05 | Connected | Photovoltaic |  | 5.355 | South Coastal | Single | 2015-04-23 |  | 2015-04-23 | Executed
DC | Pinellas | Valerie Estep |  | Distribution |  | 5.13 | Solar | Residential | 1507 LINWOOD DR | Clearwater | FL | 33755 | Approved | NM-FL Net Metering | FL | 2011-07-07 | Connected | Photovoltaic |  | 4.361 | South Coastal |  | 2014-09-10 |  |  | Executed
DC | Pinellas | Valerie Kerr |  | Distribution |  | 5.88 | Solar | Residential | 744 SOUTHGATE DR | Largo | FL | 33770 | Approved | NM-FL Net Metering | FL | 2010-08-16 | Connected | Photovoltaic |  | 4.998 | South Coastal |  | 2014-09-10 |  |  | Executed
DC | Cleveland | Barry L Bingham | 120/240 | Distribution |  | 12.24 | Solar | Non-Residential | 214 Bingham Rd | Lawndale | NC | 28090 | Approved | PP-N NC - Non-Hydroelectric Qualifying Facilities | Carolinas | 2011-12-22 | Connected | Photovoltaic | Bingham PV Installation | 10 | Central | Single | 2011-08-01 |  | 2011-08-01 | Executed
DC | Pinellas | Van Emery |  | Distribution |  | 4.2 | Solar | Residential | 5820 27TH AVE S | St Petersburg | FL | 33707 | Approved | NM-FL Net Metering | FL | 2011-07-28 | Connected | Photovoltaic |  | 3.57 | South Coastal |  | 2014-09-10 |  |  | Executed
DC | Union | Ulrich Gatterer | 120/240 | Distribution | Quanity 28 LG 235 Modules | 6.58 | Solar | Residential | 4917 Lawyers Road East | Wingate | NC | 28174 | Approved | NM-NC Net Metering | Carolinas | 2012-08-30 | Superseded | Photovoltaic |  | 6.02 | Central | Single | 2012-07-25 | 2012-08-24 | 2012-07-25 | Superceded
DC | Spartanburg | Ulrich Schmid | 120/240 | Distribution | 2 (180 Watt) Solar Panels | 0.36 | Solar | Residential | 176 Edgecombe Rd | Spartanburg | SC | 29307 | Cancelled | NM-SC Net Metering | Carolinas |  | Cancelled | Photovoltaic |  | 0.38 | Southern | Single | 2012-03-28 |  | 2012-03-28 | Cancelled
DC | Vance | Vance Granville Community College |  | Distribution |  | 22 | Solar | Non-Residential | 929 Poplar Creek Road | Henderson | NC | 27536 | Approved | NC CSP29-Cogeneration and Small Power Producer-Sell All | PEC Carolinas | 2013-11-21 | Connected | Photovoltaic |  | 17.5 | Unknown |  | 2014-10-21 |  | 2012-09-07 | Executed
DC | Mecklenburg | Barbara S Bentley | 120/240 | Distribution | 10 (230 Watt) Bosch Solar Panels | 2.3 | Solar | Residential | 242 Kimberly Road | Davidson | NC | 28036 | Approved | NM-NC Net Metering | Carolinas | 2012-06-19 | Connected | Photovoltaic |  | 1.9 | Central | Single | 2012-03-05 |  | 2012-03-05 | Executed
DC | Durham | Barbara L Sheline | 120/240 | Distribution | Qty 23 REC Peak Energy 250 BLK Modules | 5.75 | Solar | Residential | 111 Pinecrest Rd | Durham | NC | 27705 | Approved | NM-NC Net Metering | Carolinas | 2014-06-11 | Connected | Photovoltaic |  | 5.75 | Northern | Single | 2014-04-30 | 2014-06-04 | 2014-04-30 | Executed
DC | Pasco | Vatoula Stergiotis |  | Distribution |  | 2.58 | Solar | Residential | 2305 INDIAN KEY DR | Holiday | FL | 34691 | Approved | NM-FL Net Metering | FL | 2011-08-12 | Connected | Photovoltaic |  | 2.193 | South Coastal |  | 2014-09-10 |  |  | Executed
DC | Mecklenburg | Barbara Grotzke | 120/240 | Distribution | Qty 12 Suniva OPT-270 | 3.24 | Solar | Residential | 7219 Sheffingdell Dr. | Charlotte | NC | 28226 | Approved | NM-NC Net Metering | Carolinas | 2015-03-24 | Connected | Photovoltaic |  | 3 | Central | Single | 2015-02-12 | 2015-03-17 | 2015-02-12 | Executed
DC | Transylvania | Barbara A Wolfe | 120/240 | Distribution | Qty 16 SunPower 345 W Solar Panels | 5.52 | Solar | Residential | 34 Grandview Ave | Brevard | NC | 28712 | Approved | NM-NC Net Metering | Carolinas | 2014-09-18 | Connected | Photovoltaic |  | 5 | Southern | Single | 2014-09-03 | 2014-09-09 | 2014-09-03 | Executed
AC | Orange | UNC Electrical Distribution Landfill Gas - NM | 12,470Y/7,200 | Distribution |  | 1000 | Landfill Gas | Non-Residential | 2800 Homestead Rd | Chapel Hill | NC | 27516 | Cancelled | PP-N NC - Non-Hydroelectric Qualifying Facilities | Carolinas |  | Cancelled | Landfill Gas |  | 1000 | Northern | 3-phase | 2011-04-07 |  |  | Cancelled
DC | Orange | Veda Gunter | 120/240 | Distribution | Qty 41 Trina 245W Solar Panels | 10.05 | Solar | Residential | 574 Sand Wedge Loop | Apopka | FL | 32712 | Approved | NM-FL Net Metering | FL | 2015-05-18 | Connected | Photovoltaic |  | 8.538 | North Central | Single | 2015-05-12 |  | 2015-05-12 | Executed
DC | Orange | Vellayan Ramaswamy | 120/240 | Distribution | Qty 24 Sunpower 327W Solar Panels | 7.85 | Solar | Residential | 15183 Serenade Dr | Winter Garden | FL | 34787 | Approved | NM-FL Net Metering | FL | 2015-05-11 | Connected | Photovoltaic |  | 6.667 | South Central | Single | 2015-05-06 |  | 2015-05-06 | Executed
DC | Pinellas | Velma Ellis | 120/240 | Distribution | Q-Cell | 1 | Solar | Residential | 517 E PARK DR | Largo | FL | 33771 | Approved | NM-FL Net Metering | FL | 2014-12-30 | Connected | Photovoltaic |  | 0.85 | South Coastal | Single | 2014-12-23 |  | 2014-12-23 | Executed
DC | Chatham | Veologica, LLC |  | Distribution |  | 50 | Solar | Non-Residential | Unknown | Pittsboro | NC | 27312 | Approved | NC NM-Net Metering for Renewable Energy Facilities | PEC Carolinas | 2013-12-30 | Connected | Photovoltaic |  | 48 | Unknown |  | 2014-10-21 |  | 2013-04-16 | Executed
DC |  | United Church of Chapel HIll | 120/240 | Distribution | 322 REC 260W Panels | 83.72 | Solar | Non-Residential | 1321 Martin Luther Boulevard | Chapel Hill | NC | 27514 | Pending | NM-NC Net Metering | Carolinas |  | Pending | Photovoltaic |  | 80 | Northern |  | 2015-06-02 |  | 2015-06-02 | Open
DC | Robeson | United States Cold Storage Inc - 4497387037 - NM | 480Y/277 | Distribution | Qty 4,280 (315 Watt) REC315PE72 Solar Panels | 1348.2 | Solar | Non-Residential | 2901 Kenny Biggs Rd | Lumberton | NC | 28358 | Pending | NC NM-Net Metering for Renewable Energy Facilities | PEC Carolinas |  | Pending | Photovoltaic |  | 1000 | Southern | 3-phase | 2015-06-02 |  | 2015-05-13 | Open
DC | Robeson | United States Cold Storage Inc - 4889156552 -NM | 480Y/277 | Distribution | Qty 4,280 (315 Watt) REC315PE72 Solar Panels | 1348.2 | Solar | Non-Residential | 2901 Kenny Biggs Rd | Lumberton | NC | 28358 | Pending | NC NM-Net Metering for Renewable Energy Facilities | PEC Carolinas |  | Pending | Photovoltaic |  | 1000 | Southern | 3-phase | 2015-06-02 |  | 2015-05-13 | Open
DC | Orange | Vera Traversa | 120/240 | Distribution |  | 7 | Solar | Residential | 2231 PEBBLEWOOD DR | Apopka | FL | 32703 | Approved | NM-FL Net Metering | FL | 2015-01-05 | Connected | Photovoltaic |  | 5.95 | North Central | Single | 2014-12-24 |  | 2014-12-24 | Executed
DC | Pinellas | Verdaasdonk Investments Inc |  | Distribution |  | 36.6 | Solar | Non-Residential | 5900 9TH AVE N *STE A | ST. PETERSBURG | FL | 33710 | Approved | NM-FL Net Metering | FL | 2014-07-02 | Connected | Photovoltaic |  | 31.11 | South Coastal |  | 2014-09-10 |  |  | Executed
DC | SEMINOLE | Vern Harnapp |  | Distribution |  | 2.55 | Solar | Residential | 251 TOLLGATE TRL | LONGWOOD | FL | 32750 | Approved | NM-FL Net Metering | FL | 2014-04-11 | Connected | Photovoltaic |  | 2.168 | North Central |  | 2014-09-10 |  |  | Executed
| HAMILTON | UNIVERISITY OF CINCINNATI - NM | 3 phase |  |  |  |  | Non-Residential | 3001 VINE | CINCINNATI | OH | 45219 | Approved | Rider NM - Net Metering Rider - OH | OH/KY | 2009-05-14 | Connected |  |  | 0 | Central | 12470Y/7200 |  |  |  | Executed
DC | Brown | Verna Angel | 120/240 | Distribution | twenty-four Suniva Optimus OPT270-60-4-1B0 solar panels | 6.48 | Solar | Residential | 467 Main W | Mt. Orab | OH | 45154 | Approved | Rider NM - Net Metering Rider - OH | OH/KY | 2015-05-28 | Connected | Photovoltaic |  | 6 | East | Single | 2015-05-04 |  | 2015-05-04 | Executed
DC | Pinellas | Veronica Acevedo | 120/240 | Distribution | Phono Solar | 1 | Solar | Residential | 5661 25TH AVE N | St. Petersburg | FL | 33710 | Approved | NM-FL Net Metering | FL | 2014-11-06 | Connected | Photovoltaic |  | 0.85 | South Coastal | Single | 2014-11-06 |  | 2014-11-06 | Executed
DC | Mecklenburg | Bank of America Corporation 100 N. Tryon St | 208Y/120 | Distribution | 96 GE Energy, GEPVp-205-M | 19.68 | Solar | Non-Residential | 100 N. Tryon St. | Charlotte | NC | 28255 | Approved | PP-N NC - Non-Hydroelectric Qualifying Facilities | Carolinas | 2013-08-12 | Connected | Photovoltaic | Bank of America Corporation Solar Project | 19.68 | Central | 3-phase | 2013-04-04 | 2013-07-24 | 2013-04-04 | Executed
DC | Orange | Veronica Garcia |  | Distribution |  | 5.5 | Solar | Residential | 1812 LEATHER FERN DRIVE | OCOEE | FL | 34761 | Approved | NM-FL Net Metering | FL | 2013-03-07 | Connected | Photovoltaic |  | 4.675 | South Central |  | 2014-09-10 |  |  | Executed
DC | Lake | Vicente T Rodriguez | 120/240 | Distribution | Qty 26 (250 Watt) Yingli YL250P-29b Solar Panels | 6.5 | Solar | Residential | 355 Silver Maple Rd | Solar Power Groveland | FL | 34736 | Approved | NM-FL Net Metering | FL | 2015-02-03 | Connected | Photovoltaic |  | 5.53 | South Central | Single | 2015-01-29 |  | 2015-01-29 | Executed
DC | Orange | Vickers Farm, LLC |  | Distribution |  | 2740 | Solar | Non-Residential | 151 Vickers Farm Road | Chapel Hill | NC | 27517 | Approved | NC CSP29-Cogeneration and Small Power Producer-Sell All | PEC Carolinas | 2014-08-01 | Connected | Photovoltaic |  | 2000 | Unknown |  | 2014-10-21 |  | 2012-05-09 | Executed
DC | Hamilton | US Bank NA | 480Y/277 | Distribution | two thousand sixty-eight 260-W REC 260PE-BLK solar panels | 537.68 | Solar | Non-Residential | 5065 Wooster Rd | Cincinnati | OH | 45226 | Cancelled | Rider NM - Net Metering Rider - OH | OH/KY |  | Cancelled | Photovoltaic |  | 443 | Central | 3-phase | 2014-10-07 |  | 2014-10-07 | Cancelled
DC | Mecklenburg | Bailey Bartee | 120/240 | Distribution | Qty 16 Sunpower 345 W Solar Panels | 5.52 | Solar | Residential | 4321 Bridgewood Ln | Charlotte | NC | 28226 | Approved | NM-NC Net Metering | Carolinas | 2014-12-31 | Connected | Photovoltaic |  | 5 | Central | Single | 2014-11-11 | 2014-12-22 | 2014-11-11 | Executed
DC | Durham | B. Titus Allen | 120/240 | Distribution | QTY 12 SunPower SPR-335-WHT (335W) Modules | 4.02 | Solar | Residential | 107 Baynes Court | Chapel Hill | NC | 27517 | Approved | NM-NC Net Metering | Carolinas | 2013-12-16 | Connected | Photovoltaic |  | 4 | Northern | Single | 2013-09-27 | 2013-12-09 | 2013-09-27 | Executed
DC | Forsyth | Avid Solutions Inc | 460Y/265 | Distribution | QTY 400 CSUN 305 Watt Panels | 122 | Solar | Non-Residential | 3150 Ridgewood Rd | Winston Salem | NC | 27107 | Pending | NM-NC Net Metering | Carolinas |  | Under Construction | Photovoltaic |  | 95.2 | Northern | 3-phase | 2015-04-10 |  | 2015-04-10 | Open
DC | Gaston | Auten Road Farm, LLC | 12,470Y/7,200 | Distribution | Qty 21660 Canadian Solar CS6X 300P | 6498 | Solar | Non-Residential | Monterery Park Dr | Gastonia | NC | 27517 | Approved | PP-N NC - Non-Hydroelectric Qualifying Facilities | Carolinas |  | Under Construction | Photovoltaic |  | 4998 | Central | 3-phase | 2013-09-27 |  | 2013-09-27 | Open
DC | Surry | Utility Trailer Sales of Mt Airy Inc | 208Y/120 | Distribution | Qty 63 Znshine 265 Watt Solar Panels | 16.69 | Solar | Non-Residential | 231 Starlite Rd | Mount Airy | NC | 27030 | Pending | NM-NC Net Metering | Carolinas |  | Pending | Photovoltaic |  | 14 | Northern | 3-phase | 2014-11-13 |  | 2014-11-13 | Open
DC | Lincoln | Vale Farm, LLC | 12,470Y/7,200 | Distribution | 26600 Astronergy 240w Panels | 6384 | Solar | Non-Residential | NC Hwy. 27 West & South Hebron Church Road | Vale | NC | 28168 | Cancelled | PP-N NC - Non-Hydroelectric Qualifying Facilities | Carolinas |  | Cancelled | Photovoltaic | Vale Farm PV Installation | 5000 | Central | 3-phase | 2012-02-28 |  | 2012-02-28 | Cancelled
DC | Pinellas | Vicki Haywood |  | Distribution |  | 10.2 | Solar | Residential | 4174 52ND AVENUE SOUTH | ST PETERSBURG | FL | 33711 | Approved | NM-FL Net Metering | FL | 2013-02-19 | Connected | Photovoltaic |  | 8.67 | South Coastal |  | 2014-09-10 |  |  | Executed
DC |  | Vicki Painter | 120/240 | Distribution | fourteen 225-W TrinaSolar TSM225-PA05 solar panels | 3.15 | Solar | Residential | 1241 East Mills Dr. | Milford | OH | 45150 | Approved | Rider NM - Net Metering Rider - OH | OH/KY | 2011-04-20 | Connected | Photovoltaic |  | 2.66 | Central | Single | 2011-05-17 |  | 2011-05-17 | Executed
DC | Cleveland | Audrey Solar, LLC | 12,470Y/7,200 | Distribution | (13068) Trina TSM-285 PA14 W Panels | 3724 | Solar | Non-Residential | 920 Washburn Switch Rd | Shelby | NC | 28150 | Approved | PP-N NC - Non-Hydroelectric Qualifying Facilities | Carolinas |  | Under Construction | Photovoltaic |  | 3000 | Central | 3-phase | 2012-10-23 |  | 2012-10-23 | Open
DC | LAKE | Vickie Victor |  | Distribution |  | 8.25 | Solar | Residential | 183 BAYOU BEND RD, SOLAR POWER | GROVELAND | FL | 34736 | Approved | NM-FL Net Metering | FL | 2014-06-26 | Connected | Photovoltaic |  | 7.013 | South Central |  | 2014-09-10 |  |  | Executed
DC | HAMILTON | VALLEY ASPHALT CO - NM | single |  | twenty-four 216-W Sharp solar panels | 5.18 | Solar | Non-Residential | 7940 MAIN | CINCINNATI | OH | 45244 | Approved | Rider NM - Net Metering Rider - OH | OH/KY | 2008-04-29 | Connected | Photovoltaic |  | 5 | Central | 120/240 |  |  |  | Executed
DC | Lake | Vickie L Hoyle | 120/240 | Distribution |  | 6.25 | Solar | Residential | 373 SALT MARSH LN, SOLAR PWR | Groveland | FL | 34736 | Approved | NM-FL Net Metering | FL | 2014-12-11 | Connected | Photovoltaic |  | 5.31 | South Central | Single | 2014-10-14 |  | 2014-10-14 | Executed
DC | LAKE | Vickie Towler |  | Distribution |  | 5.72 | Solar | Residential | 105 CUPANIA CT GROVELAND FL 34736 | GROVELAND | FL | 34736 | Approved | NM-FL Net Metering | FL | 2013-12-10 | Connected | Photovoltaic |  | 4.862 | South Central |  | 2014-09-10 |  |  | Executed
DC | Vance | Vance Solar 1 |  | Distribution |  |  | Solar | Non-Residential | 5588 Raleigh Road | Henderson | NC | 27537 | Approved |  | PEC Carolinas | 2015-12-31 | Under Construction | Photovoltaic |  | 4998 | Northern |  | 2014-10-21 |  | 2014-07-10 | Open
DC | Wake | Vandy, LLC |  |  |  | 8.13 | Solar | Non-Residential | 1633 Glennwood Dr | Raleigh | NC | 27601 | Approved | NC CSP-Cogeneration and Small Power Producer-Sell All | PEC Carolinas | 2011-05-13 | Connected | Photovoltaic |  | 6.5 | Northern |  | 2012-10-18 |  |  | Executed
DC | Vance | Vicksburg Solar, LLC |  | Distribution | ET-P672300WW | 30 | Solar | Non-Residential | 2131 vicksboro Road | Henderson | NC | 27537 | Approved | NC CSP29-Cogeneration and Small Power Producer-Sell All | PEC Carolinas | 2015-05-14 | Connected | Photovoltaic |  | 4999 | Northern | 3-phase | 2014-10-21 |  | 2013-11-27 | Executed
DC | Pinellas | Vicky A Turner | 120/240 | Distribution | Phono Solar | 2 | Solar | Residential | 3297 HILLSDALE AVE | Largo | FL | 33774 | Approved | NM-FL Net Metering | FL | 2015-01-09 | Connected | Photovoltaic |  | 1.7 | South Coastal | Single | 2014-12-24 |  | 2014-12-24 | Executed
DC |  | Vass Solar 1 |  | Distribution |  |  | Solar | Non-Residential | Unknown | Vass | NC | 0 | Cancelled |  | PEC Carolinas |  | Cancelled | Photovoltaic |  | 4998 | Unknown |  | 2014-10-21 |  | 2014-08-12 | Cancelled
DC | Moore | Vass Solar 2 |  | Distribution |  |  | Solar | Non-Residential | Unknown | Vass | NC | 28394 | Approved |  | PEC Carolinas |  | Pending | Photovoltaic |  | 4998 | Unknown |  | 2014-10-21 |  | 2014-08-12 | Open
DC | Burlington | Aubrey Chriscoe Jr. | 120/240 | Distribution | 21 Suniva Optimus OPT260-60-4-1B0 260W Solar Modules | 5.46 | Solar | Residential | 612 S Fifth St | Mebane | NC | 27302 | Approved | NM-NC Net Metering | Carolinas | 2013-01-07 | Connected | Photovoltaic |  | 4.515 | Northern | Single | 2012-12-27 | 2013-01-07 | 2012-12-27 | Executed
DC | Iredell | Vaughn Ramano Properties - Account 1504818023 | 208Y/120 | Distribution | Qty 36 Trina (305 Watt) TSM-305 PD14 Solar Panels | 10.98 | Solar | Non-Residential | 119 N Main St STE#101 | Mooresville | NC | 28115 | Pending | NM-NC Net Metering | Carolinas |  | Pending | Photovoltaic |  | 8.45 | Central | 3-phase | 2015-05-21 |  | 2015-05-21 | Open
DC | Iredell | Vaughn Romano Properties - Account 2002475702 | 208Y/120 | Distribution | Qty 40 Trina (305 Watt) Solar Panels | 12.2 | Solar | Non-Residential | 119 N Main St STE# 202 | Mooresville | NC | 28115 | Pending | NM-NC Net Metering | Carolinas |  | Pending | Photovoltaic |  | 12.2 | Central | 3-phase | 2015-05-21 |  | 2015-05-21 | Open
DC | Pasco | Vicky Horswood | 120/240 | Distribution | Eco Solar 190 | 8 | Solar | Residential | 15001 WIND WHISPER DR | Odessa | FL | 33556 | Approved | NM-FL Net Metering | FL | 2014-12-03 | Connected | Photovoltaic |  | 6.8 | South Coastal | Single | 2014-11-25 |  | 2014-11-25 | Executed
DC | Cabarrus | Veerabhadra Nemani | 120/240 | Distribution | Qty 24 Axitec AC245P(245W) solar panels | 5.88 | Solar | Residential | 620 Vega St NW | Concord | NC | 28027 | Pending | NM-NC Net Metering | Carolinas |  | Pending | Photovoltaic |  | 5 | Central | Single | 2015-05-27 |  | 2015-05-27 | Open
DC | Cabarrus | Veerabhadra R Nemani - Cancelled | 120/240 | Distribution | Qty 19 Axitec 245W Solar Panels | 4.66 | Solar | Residential | 620 Vega St NW | Concord | NC | 28027 | Cancelled | NM-NC Net Metering | Carolinas |  | Cancelled | Photovoltaic |  | 4.2 | Central | Single | 2015-05-13 |  | 2015-05-13 | Cancelled
DC | Citrus | Victor Mcgaughey |  | Distribution |  | 3.49 | Solar | Residential | 937 N FRESNO AVE | HERNANDO | FL | 34442 | Approved | NM-FL Net Metering | FL | 2012-09-12 | Connected | Photovoltaic |  | 2.967 | North Coastal |  | 2014-09-10 |  |  | Executed
DC | Pinellas | Victor Albrecht | 120/240 | Distribution | Qty 12 SW250 solar panels | 3 | Solar | Residential | 10347 127th Ave | Largo | FL | 33773 | Approved | NM-FL Net Metering | FL | 2015-03-19 | Connected | Photovoltaic |  | 2.55 | South Coastal | Single | 2015-03-12 |  | 2015-03-12 | Executed
DC | Pinellas | Victor Andrade | 120/240 | Distribution | Qty 4 Q Pro- G3 250W Solar Panels | 1 | Solar | Residential | 3899 43rd Ave N | St Petersburg | FL | 33714 | Approved | NM-FL Net Metering | FL | 2015-04-06 | Connected | Photovoltaic |  | 0.85 | South Coastal | Single | 2015-03-30 |  | 2015-03-30 | Executed
DC | Pinellas | Victor C Reyes | 120/240 | Distribution | Qty 24 Q-Pro 250W Solar Panels | 6 | Solar | Residential | 2274 66th Ave S | St Petersburg | FL | 33712 | Approved | NM-FL Net Metering | FL | 2015-05-27 | Connected | Photovoltaic |  | 5.1 | South Coastal | Single | 2015-05-19 |  | 2015-05-19 | Executed
DC | Durham | Aspen P Price | 120/240 | Distribution | Qty 15 REC 255-PE Solar Panels | 3.83 | Solar | Residential | 2517 State St | Durham | NC | 27704 | Approved | NM-NC Net Metering | Carolinas | 2014-10-06 | Connected | Photovoltaic |  | 3 | Northern | Single | 2014-09-05 | 2014-10-02 | 2014-09-05 | Executed
DC | Wake | Victor Chavez | 120/240 | Distribution | 32 Sunpower E-20 327w | 10.47 | Solar | Residential | 5325 Serather Ct | Garner | NC | 27529 | Approved | NC NM-Net Metering for Renewable Energy Facilities | PEC Carolinas | 2014-03-03 | Connected | Photovoltaic |  | 10 | Northern | Single | 2013-12-27 |  | 2013-12-27 | Executed
DC | ORANGE | Victor Treutel |  | Distribution |  | 11 | Solar | Residential | 2030 SAILBOROUGH CT | WINTER GARDEN | FL | 34787 | Approved | NM-FL Net Metering | FL | 2014-01-06 | Connected | Photovoltaic |  | 9.35 | South Central |  | 2014-09-10 |  |  | Executed
DC | Orange | Victor Effron |  | Distribution |  | 4.6 | Solar | Residential | 4352 TIDEWATER DR | Orlando | FL | 32812 | Approved | NM-FL Net Metering | FL | 2010-05-05 | Connected | Photovoltaic |  | 3.91 | South Central |  | 2014-09-10 |  |  | Executed
DC | Yadkin | Ashley Solar Farm, LLC |  | Distribution | Qty 25760 (245 Watt) Trina Solar TSM-245 PC/PA05 | 6311.2 | Solar | Non-Residential | 4716 W Old US 421 Hwy | Hamptonville | NC | 27020 | Approved | PP-N NC - Non-Hydroelectric Qualifying Facilities | Carolinas | 2015-03-04 | Connected | Photovoltaic |  | 4000 | Northern | 3-phase | 2013-07-03 |  | 2013-07-03 | Executed
DC | Orange | Ashley and Hamish Clarke | 120/240 | Distribution | Qty 40 (250 Watt) REC250PE BLK | 10 | Solar | Residential | 313 Meadowmont Ln | Chapel Hill | NC | 27517 | Approved | NM-NC Net Metering | Carolinas | 2012-11-21 | Connected | Photovoltaic |  | 10 | Northern | Single | 2012-10-12 | 2012-11-19 | 2012-10-12 | Executed
DC | Volusia | Victoria Goldberg |  | Distribution |  | 6.16 | Solar | Residential | 1384 HAZELDENE MANOR, SOLAR | Deland | FL | 32724 | Approved | NM-FL Net Metering | FL | 2012-08-23 | Connected | Photovoltaic |  | 5.236 | North Central |  | 2014-09-10 |  |  | Executed
DC | Pinellas | Victoria Harris | 120/240 | Distribution | Q-Cell | 1 | Solar | Residential | 6748 67TH WAY | Pinellas Park | FL | 33781 | Approved | NM-FL Net Metering | FL | 2014-12-31 | Connected | Photovoltaic |  | 0.85 | South Coastal | Single | 2014-12-29 |  | 2014-12-29 | Executed
DC | Lake | Victoria L Hamel | 120/240 | Distribution | Qty 22 Yingli 250W Solar Panels | 5.5 | Solar | Residential | 89 Bayou Bend Rd | Groveland | FL | 34736 | Approved | NM-FL Net Metering | FL | 2015-06-11 | Connected | Photovoltaic |  | 4.675 | South Central | Single | 2015-06-04 |  | 2015-06-04 | Executed
DC |  | Victoria Rigling | 120/240 | Distribution | eight 250-W Suniva OPT250-60-4-1B0 solar panels | 2 | Solar | Residential | 6134 Dunmore Dr | West Chester | OH | 45069 | Approved | Rider NM - Net Metering Rider - OH | OH/KY | 2012-11-06 | Connected | Photovoltaic |  | 1.72 | North | Single | 2012-10-24 |  | 2012-10-24 | Executed
DC | Mecklenburg | Arthur L. Motley | 120/240 | Distribution | Qty 8 Renesola Virtusii 250W solar panels | 2 | Solar | Residential | 1933 Wildlife Rd | Charlotte | NC | 28214 | Approved | NM-NC Net Metering | Carolinas | 2015-06-05 | Connected | Photovoltaic |  | 1.72 | Central | Single | 2015-03-17 | 2015-06-01 | 2015-03-17 | Executed
DC | Clark | Vijay Raghavan | 120/240 | Distribution | Qty 95 Suniva OPT 265 Watts solar panels | 25.18 | Solar | Residential | 5672 Scottsville Rd. | Floyds Knobs | IN | 47119 | Approved | Net Metering - Standard Contract Rider No. 57 | IN | 2013-06-13 | Connected | Photovoltaic |  | 20.43 | Southern | Single | 2013-05-17 |  | 2013-05-17 | Executed
DC | Wake | Vijayakuma Chinnaswamy | 120/240 | Distribution | Qty 7 Motech 250W Modules | 1.75 | Solar | Residential | 316 Matilda Pl | Cary | NC | 27513 | Approved | NC NM-Net Metering for Renewable Energy Facilities | PEC Carolinas | 2014-02-28 | Connected | Photovoltaic |  | 1.5 | Northern | Single | 2014-01-17 |  | 2014-01-17 | Executed
DC | Moore | Village of Pinehurst |  | Distribution | Qty 3 (255 Watt) LG 255SIC | 0.77 | Solar | Non-Residential | 395 Magnolia Rd | Pinehurst | NC | 28374 | Approved | NC NM-Net Metering for Renewable Energy Facilities | PEC Carolinas | 2013-05-20 | Connected | Photovoltaic |  | 0.612 | Southern | 3-phase | 2013-03-22 |  | 2013-03-22 | Executed
DC | BOONE | VICKIE C LONG | 120/240 |  | twelve 167-W Sharp 167-U3 modules | 2 | Solar | Residential | 1386 WINGATE DR | FLORENCE | KY | 41042 | Approved | Rider NM - Net Metering Rider - KY | OH/KY | 2007-08-15 | Connected | Photovoltaic |  | 2.004 | North | Single |  |  |  | Executed
DC | Lake | Vilma Phillips | 120/240 | Distribution | Trilogy Lot 2210 | 6.25 | Solar | Residential | 305 Salt Marsh Ln, Solar Pwr | Groveland | FL | 34736 | Approved | NM-FL Net Metering | FL | 2014-09-09 | Connected | Photovoltaic |  | 5.31 | South Central | Single | 2014-09-28 |  | 2014-09-28 | Executed
DC | Orange | Vincent Claude |  | Distribution |  | 5.06 | Solar | Residential | 466 CHINA HILL CT | Apopka | FL | 32712 | Approved | NM-FL Net Metering | FL | 2010-05-03 | Connected | Photovoltaic |  | 4.301 | North Central |  | 2014-09-10 |  |  | Executed
DC | Orange | Arnold M. Schechter | 120/240 | Distribution |  | 9.54 | Solar | Residential | 440 Bayberry Dr | Chapel Hill | NC | 27517 | Approved | PP-N NC - Non-Hydroelectric Qualifying Facilities | Carolinas | 2010-11-16 | Connected | Photovoltaic | Schechter PV Installation | 9.458 | Northern | Single | 2011-04-07 |  | 2010-09-24 | Executed
DC | Marion | Vincent Biel |  | Distribution |  | 5.04 | Solar | Residential | 11335 SE 54TH AVE | BELLEVIEW | FL | 34420 | Approved | NM-FL Net Metering | FL | 2010-05-19 | Connected | Photovoltaic |  | 4.284 | North Coastal |  | 2014-09-10 |  |  | Executed
DC | Citrus | Victor Mcgaughey |  | Distribution |  | 1.38 | Solar | Residential | 937 N FRESNO AVE | HERNANDO | FL | 34442 | Approved | NM-FL Net Metering | FL | 2011-08-09 | Superseded | Photovoltaic |  | 1.173 | North Coastal |  | 2014-09-10 |  |  | Superceded
DC | Pinellas | Vincent Vardine |  | Distribution |  | 8.28 | Solar | Residential | 1800 PARK ST N, NEW | St Petersburg | FL | 33710 | Approved | NM-FL Net Metering | FL | 2010-04-27 | Connected | Photovoltaic |  | 7.038 | South Coastal |  | 2014-09-10 |  |  | Executed
DC | PASCO | Vincil J Stockadale III | 120/240 | Distribution |  | 8.48 | Solar | Residential | 16307 IVY LAKE DR | Odessa | FL | 33556 |  | NM-FL Net Metering | FL | 2013-11-06 | Connected | Photovoltaic |  | 7.208 | South Coastal | Single | 2014-10-29 |  | 2014-10-29 | Executed
DC | Forsyth | Arnold D Reeves | 120/240 | Distribution | Qty 14 MAGE 250W Solar Powertec | 3.5 | Solar | Residential | 4610 Conebury Lane | Walkertown | NC | 27051 | Approved | NM-NC Net Metering | Carolinas | 2014-08-29 | Connected | Photovoltaic |  | 4.455 | Northern | Single | 2014-05-14 | 2014-07-03 | 2014-05-14 | Executed
DC | Pinellas | Violeta Badea |  | Distribution |  | 10 | Solar | Residential | 2881 SUNSET BLVD | Belleair Bluffs | FL | 33770 | Approved | NM-FL Net Metering | FL | 2013-03-05 | Connected | Photovoltaic |  | 8.5 | South Coastal |  | 2014-09-10 |  |  | Executed
DC | Lake | Virginia C Stewart | 120/240 | Distribution | Qty 30 (250 Watt) Yingli YL250P-29b | 7.5 | Solar | Residential | 168 Crepe Myrtle Dr | Solar Power Groveland | FL | 34736 | Approved | NM-FL Net Metering | FL | 2015-02-13 | Connected | Photovoltaic |  | 6.38 | South Central | Single | 2015-02-03 |  | 2015-02-03 | Executed
DC | Clermont | Virginia Gastrich | 120/240 | Distribution | twenty 270-W Hyundai HIS-270RF solar panels | 5.4 | Solar | Residential | 1166 Fagins Run Rd | New Richmond | OH | 45157 | Approved | Rider NM - Net Metering Rider - OH | OH/KY | 2014-09-02 | Connected | Photovoltaic |  | 5 | East | Single | 2014-08-19 |  | 2014-08-19 | Executed
DC | Lake | Virginia Nunley |  | Distribution |  | 4.2 | Solar | Residential | 41125 GRAND RIDGE DR | UMATILLA | FL | 32784 | Approved | NM-FL Net Metering | FL | 2011-07-07 | Connected | Photovoltaic |  | 3.57 | North Central |  | 2014-09-10 |  |  | Executed
DC | Mecklenburg | Victor J. Chavez | 120/240 | Distribution |  | 5.71 | Solar | Residential | 9528 Markswood Rd | Charlotte | NC | 28278 | Approved | PP-N NC - Non-Hydroelectric Qualifying Facilities | Carolinas | 2010-12-28 | Cancelled | Photovoltaic | Chavez PV Installation | 5.7 | Central | Single | 2011-04-07 |  | 2010-12-02 | Cancelled
DC | Orange | Virginia K. Brown | 120/240 | Distribution | Qty 19 SW270W-Solar Panels | 5.13 | Solar | Residential | 1555 Yvonne St. | Apopka | FL | 32712 | Approved | NM-FL Net Metering | FL | 2015-02-20 | Connected | Photovoltaic |  | 4.36 | North Central | Single | 2015-02-09 |  | 2015-02-09 | Executed
DC | Buncombe | Virginia L Mckinley | 120/240 | Distribution | 16 250WLG Solar Modules | 4 | Solar | Residential | 111 Norwood Avenue | Asheville | NC | 28804 | Approved | NC NM-Net Metering for Renewable Energy Facilities | PEC Carolinas | 2014-03-20 | Connected | Photovoltaic |  | 3.2 | Western | Single | 2014-02-04 |  | 2014-02-04 | Executed
DC | Pinellas | Virginia McCarthy | 120/240 | Distribution | Qty 26 SW315watts, Solar Panels | 8.19 | Solar | Residential | 13284 74th Ave | Seminole | FL | 33776 | Approved | NM-FL Net Metering | FL | 2015-06-04 | Connected | Photovoltaic |  | 6.96 | South Coastal | Single | 2015-05-15 |  | 2015-05-15 | Executed
DC | ORANGE | Virginia Whitford |  | Distribution |  | 5.83 | Solar | Residential | 1502 MELANIE DRIVE | ORLANDO | FL | 32825 | Approved | NM-FL Net Metering | FL | 2013-07-26 | Connected | Photovoltaic |  | 4.956 | South Central |  | 2014-09-10 |  |  | Executed
DC | Pinellas | Vivian Smithwick |  | Distribution |  | 5.28 | Solar | Residential | 464 OVERBROOK ST W | Belleair Bluffs | FL | 33770 | Approved | NM-FL Net Metering | FL | 2012-06-11 | Connected | Photovoltaic |  | 4.488 | South Coastal |  | 2014-09-10 |  |  | Executed
DC | Jefferson | Vizco Us Inc | 120/240 | Distribution | Vico-Hiawatha 10 | 8.81 | Solar | Non-Residential | 65 Hiawatha Farms Rd | Monticello | FL | 32344 | Approved | NM-FL Net Metering | FL | 2014-10-17 | Connected | Photovoltaic |  | 7.49 | North Coastal | Single | 2014-10-16 |  | 2014-10-16 | Executed
DC | Jefferson | Vizco Us Inc | 208Y/120 | Distribution |  | 1000 | Solar | Non-Residential | 65 Hiawatha Farms Rd | Monticello | FL | 32344 | Approved | NM-FL Net Metering | FL | 2014-09-22 | Connected | Photovoltaic |  | 850 | North Coastal | 3-phase | 2014-09-28 |  | 2014-09-28 | Executed
DC | Pinellas | W W Flats Condo Assoc Inc |  | Distribution |  | 3 | Solar | Residential | 205 5th Ave N | St Petersburg | FL | 33701 | Approved | NM-FL Net Metering | FL | 2009-02-10 | Connected | Photovoltaic |  | 2.55 | South Coastal |  | 2014-09-10 |  |  | Executed
DC | BUNCOMBE | Vijay Director | 120/240 |  |  | 1.8 | Solar | Residential | 27 Hunting Lodge Drive | Black Mountain | NC | 28711 | Approved | NC CSP-Cogeneration and Small Power Producer-Sell All | PEC Carolinas | 2009-04-17 | Connected | Photovoltaic |  | 1.44 | Western | Single | 2012-10-18 |  |  | Executed
DC | BUTLER | W. HARDY ESHBAUGH | 120/240 | Distribution | two 190-W Suntech STP190S-24/Ad+ solar panels | 0.38 | Solar | Residential | 209 MCKEE | OXFORD | OH | 45056 | Approved | Rider NM - Net Metering Rider - OH | OH/KY | 2011-02-02 | Connected | Photovoltaic |  | 0.38 | South | Single | 2011-05-10 |  | 2011-05-10 | Executed
DC | Catawba | Arndt Farm, LLC | 12,470Y/7,200 | Distribution | (5320) Hanwha HSL60P-240 W and (21280) 245 W panels | 6490.4 | Solar | Non-Residential | 5355 N NC 16 HIGHWAY | Claremont | NC | 28610 | Approved | PP-N NC - Non-Hydroelectric Qualifying Facilities | Carolinas | 2012-11-02 | Connected | Photovoltaic | Arndt Farm PV Installation | 5000 | Central | 3-phase | 2011-10-13 | 2012-11-26 | 2011-10-13 | Executed
DC |  | Viking Solar, LLC |  | Distribution |  |  | Solar | Non-Residential | 3250 NC Hwy 96N | Selma | NC | 0 | Cancelled |  | PEC Carolinas |  | Cancelled | Photovoltaic |  | 3000 | Unknown |  | 2014-10-21 |  | 2013-04-08 | Cancelled
DC | HAMILTON | VILAS DESHPANDE | single |  | thirty-eight 185-W Suntech STP185S-24/Adb+ solar modules | 7.03 | Solar | Residential | 11681 KEMPER WOODS DR | CINCINNATI | OH | 45249 | Approved | Rider NM - Net Metering Rider - OH | OH/KY | 2010-11-18 | Connected | Photovoltaic |  | 7.03 | Central | 120/240 |  |  |  | Executed
DC | Orange | Arcadia Community Solar, LLC | 120/240 | Distribution | 20 Schuco MPE 180W Solar Modules | 3.6 | Solar | Non-Residential | 134 Circadian Way | Chapel Hill | NC | 27516 | Approved | PP-N NC - Non-Hydroelectric Qualifying Facilities | Carolinas | 2012-12-05 | Connected | Photovoltaic | Arcadia Community Solar PV Installation | 3.6 | Northern | Single | 2012-10-29 | 2012-11-27 | 2012-10-29 | Executed
DC | Surry | Ararat Rock Solar, LLC | 12,470Y/7,200 | Distribution |  | 4424 | Solar | Non-Residential | 555 Quarry RD | Mount Airy | NC | 27030 | Approved | PP-N NC - Non-Hydroelectric Qualifying Facilities | Carolinas | 2012-09-28 | Connected | Photovoltaic | Ararat Rock PV Installation | 3500 | Northern | 3-phase | 2012-02-07 | 2012-09-28 | 2012-02-07 | Executed
DC | Iredell | Aquesta Bank-NM Williamson Rd | 208Y/120 | Distribution | 60 BP 195 Watt Solar Panels | 11.7 | Solar | Non-Residential | 837 Williamson RD | Mooresville | NC | 28117 | Approved | SCG-NC Small Customer Generator Rider | Carolinas | 2012-06-11 | Connected | Photovoltaic |  | 10 | Central | 3-phase | 2012-04-23 |  | 2012-04-23 | Executed
DC | Monroe | Vincent A. Ostrom | 120/240 | Distribution | Twenty 245 Watt Lumos Solar Panels | 4.9 | Solar | Residential | 5883 Lampkins Ridge Rd E | Bloomington | IN | 47401 | Approved | Net Metering - Standard Contract Rider No. 57 | IN | 2011-08-03 | Cancelled | Photovoltaic |  | 4.4 | Southern | Single | 2011-07-05 |  | 2011-07-05 | Cancelled
DC | Iredell | Aquesta Bank-NM Brawley School Rd | 208Y/120 | Distribution | 60 BP 195 Watt Solar Panels | 11.7 | Solar | Non-Residential | 1078 Brawley School Road | Mooresville | NC | 28117 | Approved | SCG-NC Small Customer Generator Rider | Carolinas | 2012-06-11 | Connected | Photovoltaic |  | 10 | Central | 3-phase | 2012-04-23 |  | 2012-04-23 | Executed
DC | Anson | Wadesboro Farm, LLC |  | Distribution |  |  | Solar | Non-Residential | 220 Carver Street | Wadesboro | NC | 28170 | Approved | NC CSP29-Cogeneration and Small Power Producer-Sell All | PEC Carolinas | 2015-02-17 | Connected | Photovoltaic |  | 5000 | Southern | 3-phase | 2014-10-21 |  | 2013-02-09 | Executed
DC | Person | Wagstaff Farm 1, LLC |  | Distribution |  | 6500 | Solar | Non-Residential | 441 Woodsdale Road | Roxboro | NC | 27573 | Approved | NC CSP27-Cogeneration and Small Power Producer-Sell All | PEC Carolinas | 2013-11-06 | Connected | Photovoltaic |  | 4975 | Unknown |  | 2014-10-21 |  | 2012-10-18 | Executed
DC | Wake | Wake Tech Innovations, Inc. |  | Distribution |  | 390 | Solar | Non-Residential | 321 Chapanoke Road | Raleigh | NC | 27603 | Approved | Negotiated (NC) | PEC Carolinas | 2012-11-28 | Connected | Photovoltaic |  | 308 | Unknown |  | 2014-10-21 |  | 2012-06-19 | Executed
DC | Cabarrus | Violet Solar, LLC |  | Distribution | Qty 21,660 (320 Watt) Canadian Solar CS6x-320 Solar Panels | 6931.2 | Solar | Non-Residential | 1150 B St. | Mt. Pleasant | NC | 28124 | Pending | PP-N NC - Non-Hydroelectric Qualifying Facilities | Carolinas |  | Pending | Photovoltaic |  | 4998 | Central |  | 2015-05-15 |  | 2015-05-04 | Open
DC | Wake | Wake Tech Innovations, Inc |  | Distribution | 1368 Yingli YL285-35B Solar Panels | 389.88 | Solar | Non-Residential | 321 Chapanoke Rd | Raleigh | NC | 27603 | Approved | NC CSP-Cogeneration and Small Power Producer-Sell All | PEC Carolinas | 2012-11-28 | Connected | Photovoltaic |  | 375 | Northern |  | 2012-10-04 |  | 2013-06-24 | Executed
DC | WAKULLA | Wakulla Co Sch. Bd |  | Distribution |  | 10 | Solar | Non-Residential | 379 ARRAN RD, *NEW SCHOOL | CRAWFORDVILLE | FL | 32327 | Approved | NM-FL Net Metering | FL | 2013-04-24 | Connected | Photovoltaic |  | 8.5 | North Coastal |  | 2014-09-10 |  |  | Executed
DC | Lincoln | Vira Koontz | 120/240 | Distribution | Qty 4 Renesola Virtus II 250W Solar Panels | 1.5 | Solar | Residential | 246 Shady Ln | Lincolnton | NC | 28092 | Approved | NM-NC Net Metering | Carolinas |  | Pending Meter Set | Photovoltaic |  | 1.29 | Central | Single | 2015-03-09 | 2015-05-22 | 2015-03-09 | Open
DC | WASHINGTON | VIRGIL HURST | 120/240 |  | six 175-W Suntech ST175 solar panels | 1.05 | Solar | Residential | 281 NAUGLE RD | PEKIN | IN | 47165 | Approved | Net Metering - Standard Contract Rider No. 57 | IN | 2010-05-12 | Connected | Photovoltaic |  | 1.05 | Southeast | Single |  |  |  | Executed
DC | BUNCOMBE | Virginia Boyle | 120/240 |  |  | 3.25 | Solar | Residential | 41 Forest Glen Trail | Asheville | NC | 28805 | Approved | NC CSP-Cogeneration and Small Power Producer-Sell All | PEC Carolinas | 2010-04-30 | Connected | Photovoltaic |  | 2.6 | Western | Single | 2012-10-18 |  |  | Executed
DC |  | Wal mart Stores East LP #3749 Cincinnati | 480Y/277 | Distribution | two thousand four hundred ninety-six 235-W solar panels | 586.56 | Solar | Non-Residential | 2801 Cunningham | Cincinnati | OH | 45241 | Approved | Rider NM - Net Metering Rider - OH | OH/KY | 2012-10-09 | Connected | Photovoltaic |  | 500 | Central | 3-phase | 2012-07-17 |  | 2012-07-17 | Executed
DC | HIGHLANDS | Waler Stalenhoef |  | Distribution |  | 10 | Solar | Residential | 620 BLUE SKIES DRIVE | LAKE PLACID | FL | 33852 | Approved | NM-FL Net Metering | FL | 2013-08-05 | Connected | Photovoltaic |  | 8.5 | South Central |  | 2014-09-10 |  |  | Executed
DC | Butler | Walgreen #9520 | 120/240 | Distribution | one hundred ninety-two 240-W solar panels | 46.08 | Solar | Non-Residential | 5071 Princeton Rd. | Liberty Twp | OH | 45011 | Approved | Rider NM - Net Metering Rider - OH | OH/KY | 2011-08-16 | Connected | Photovoltaic |  | 40 | Central | 3-phase | 2011-07-08 |  | 2011-07-08 | Executed
DC | Warren | Walgreen Drugs #1281 | 208Y/120 | Distribution | one hundred eighty-four 240-W solar panels | 44.16 | Solar | Non-Residential | 68 US Rt 22-3 W | Maineville | OH | 45039 | Approved | Rider NM - Net Metering Rider - OH | OH/KY | 2011-08-08 | Connected | Photovoltaic |  | 40 | Central | 3-phase | 2011-07-07 |  | 2011-07-07 | Executed
DC | Warren | Walgreens #10051 | 208Y/120 | Distribution | one hundred forty-four 240-W solar panels | 34.56 | Solar | Non-Residential | 8060 Mason Montgomery Rd. | Mason | OH | 45040 | Approved | Rider NM - Net Metering Rider - OH | OH/KY | 2011-08-19 | Connected | Photovoltaic |  | 30 | Central | 3-phase | 2011-07-08 |  | 2011-07-08 | Executed
DC | Hamilton | Walgreens #11269 | 208Y/120 | Distribution | one hundred forty-four 240-W solar panels | 34.56 | Solar | Non-Residential | 8210 Winton Rd. | Cincinnati | OH | 45231 | Approved | Rider NM - Net Metering Rider - OH | OH/KY | 2011-08-17 | Connected | Photovoltaic |  | 30 | Central | 3-phase | 2011-07-08 |  | 2011-07-08 | Executed
DC | Butler | Walgreens #11511 | 208Y/120 | Distribution | one hundred ninety-two 240-W solar panels | 46.08 | Solar | Non-Residential | 1000 State W | Trenton | OH | 45067 | Approved | Rider NM - Net Metering Rider - OH | OH/KY | 2011-08-17 | Connected | Photovoltaic |  | 40 | Central | 3-phase | 2011-07-08 |  | 2011-07-08 | Executed
DC | Hamilton | Walgreens #11631 | 208Y/120 | Distribution | one hundred ninety-two 240-W solar panels | 46.08 | Solar | Non-Residential | 1198 Kemper Rd W | Cincinnati | OH | 45240 | Approved | Rider NM - Net Metering Rider - OH | OH/KY | 2011-08-17 | Connected | Photovoltaic |  | 40 | Central | 3-phase | 2011-07-08 |  | 2011-07-08 | Executed
DC | Rutherford | Vivid Solar I, LLC |  | Distribution | Qty 9120 Yingli YL300P Solar Panels | 2740 | Solar | Non-Residential | 430 Salem Church Rd. | Bostic | NC | 28018 | Pending | PP-N NC - Non-Hydroelectric Qualifying Facilities | Carolinas |  | Pending | Photovoltaic |  | 2000 | Northern | 3-phase | 2015-03-13 |  | 2015-03-13 | Open
DC | Hamilton | Walgreens #2875 | 208Y/120 | Distribution | one hundred ninety-two 240-W solar panels | 46.08 | Solar | Non-Residential | 1982 8 Mile Rd. | Cincinnati | OH | 45255 | Approved | Rider NM - Net Metering Rider - OH | OH/KY | 2011-08-08 | Connected | Photovoltaic |  | 40 | Central | 3-phase | 2011-07-07 |  | 2011-07-07 | Executed
DC | Hamilton | Walgreens (#6787) | 208Y/120 | Distribution | one hundred ninety-two 240-W solar panels | 46.08 | Solar | Non-Residential | 3084 Galbraith Rd W | Cincinnati | OH | 45239 | Approved | Rider NM - Net Metering Rider - OH | OH/KY | 2011-08-08 | Connected | Photovoltaic |  | 40 | Central | 3-phase | 2011-07-07 |  | 2011-07-07 | Executed
DC | Mecklenburg | Volker Hildebrand | 120/240 | Distribution | Qty 27 Canadian Solar 250w Panels | 6.75 | Solar | Residential | 9230 Brechin Dr | Charlotte | NC | 28277 | Pending | NM-NC Net Metering | Carolinas |  | Pending | Photovoltaic |  | 5.81 | Central | Single | 2015-04-29 |  | 2015-04-29 | Open
DC |  | Volt Solar, LLC |  | Distribution | 23,000 CSUN305-72P Solar Panels | 7015 | Solar | Non-Residential | 9101 Harrisburg Rd. | Charlotte | NC | 28215 | Pending |  | Carolinas |  | Pending | Photovoltaic |  | 5000 | Northern | 3-phase | 2015-03-02 |  | 2015-03-02 | Open
DC | Hamilton | Walgreens #7877 | 208Y/120 | Distribution | one hundred ninety-two 240-W solar panels | 46.08 | Solar | Non-Residential | 7398 Wooster Pk. | Cincinnati | OH | 45227 | Approved | Rider NM - Net Metering Rider - OH | OH/KY | 2011-08-16 | Connected | Photovoltaic |  | 40 | Central | 3-phase | 2011-07-07 |  | 2011-07-07 | Executed
DC | Butler | Walgreens #9577 | 208Y/120 | Distribution | one hundred ninety-two 240-W solar panels | 46.08 | Solar | Non-Residential | 7776 Cox Ln. | West Chester | OH | 45069 | Approved | Rider NM - Net Metering Rider - OH | OH/KY | 2011-08-29 | Connected | Photovoltaic |  | 40 | Central | 3-phase | 2011-07-08 |  | 2011-07-08 | Executed
DC | Orange | W. Jefferson Holt | 120/240 | Distribution |  | 9.45 | Solar | Residential | 2312 Ivey Rd | Chapel Hill | NC | 27516 | Approved | PP-N NC - Non-Hydroelectric Qualifying Facilities | Carolinas | 2013-01-14 | Superseded | Photovoltaic | Holt Family Farm Power PV Installation | 9.45 | Northern | Single | 2011-04-07 |  | 2008-03-19 | Superceded
DC | Hamilton | Walgreens #9636 | 208Y/120 | Distribution | one hundred forty-four 240-W solar panels | 34.56 | Solar | Non-Residential | 6385 Branch Hill Guinea Pk. | Loveland | OH | 45140 | Approved | Rider NM - Net Metering Rider - OH | OH/KY | 2011-08-30 | Connected | Photovoltaic |  | 30 | Central | 3-phase | 2011-07-08 |  | 2011-07-08 | Executed
DC | Butler | Walgreens (#9906) | 208Y/120 | Distribution | one hundred ninety-two 240-W solar panels | 46.08 | Solar | Non-Residential | 200 Locust S | Oxford | OH | 45056 | Approved | Rider NM - Net Metering Rider - OH | OH/KY | 2011-08-29 | Connected | Photovoltaic |  | 40 | Central | 3-phase | 2011-07-08 |  | 2011-07-08 | Executed
DC | Hamilton | Walgreens 7900 | 208Y/120 | Distribution | one hundred ninety-two 240-W solar panels | 46.08 | Solar | Non-Residential | 2203 Beechmont | Cincinnati | OH | 45230 | Approved | Rider NM - Net Metering Rider - OH | OH/KY | 2011-08-17 | Connected | Photovoltaic |  | 40 | Central | 3-phase | 2011-07-07 |  | 2011-07-07 | Executed
DC | Hamilton | Walgreens Store #6449 | 208Y/120 | Distribution | one hundred forty-four 240-W solar panels | 34.56 | Solar | Non-Residential | 8254 Vine | Cincinnati | OH | 45216 | Approved | Rider NM - Net Metering Rider - OH | OH/KY | 2011-08-03 | Connected | Photovoltaic |  | 30 | Central | 3-phase | 2011-07-07 |  | 2011-07-07 | Executed
DC | Butler | Walgreens Store #6471 | 208Y/120 | Distribution | one hundred forty-four 240-W solar panels | 34.56 | Solar | Non-Residential | 700 Breiel Bl S | Middletown | OH | 45044 | Approved | Rider NM - Net Metering Rider - OH | OH/KY | 2011-08-08 | Connected | Photovoltaic |  | 30 | Central | 3-phase | 2011-07-07 |  | 2011-07-07 | Executed
DC | Hamilton | Walgreens Store #7182 | 208Y/120 | Distribution | one hundred ninety-two 240-W solar panels | 46.08 | Solar | Non-Residential | 3186 Harrison | Cincinnati | OH | 45211 | Approved | Rider NM - Net Metering Rider - OH | OH/KY | 2011-08-08 | Connected | Photovoltaic |  | 40 | Central | 3-phase | 2011-07-07 |  | 2011-07-07 | Executed
DC | WABASH | WABASH CITY SCHOOLS | 480Y/277 |  | eighteen 110-W solar panels | 1.98 | Solar | Non-Residential | 580 MIAMI ST N | WABASH | IN | 46992 | Approved | Net Metering - Standard Contract Rider No. 57 | IN | 2006-11-14 | Connected | Photovoltaic |  | 1.98 | North | 3 phase |  |  |  | Executed
DC | Hamilton | Walgreens Store #7435 | 208Y/120 | Distribution | one hundred ninety-two 240-W solar panels | 46.08 | Solar | Non-Residential | 4605 Montgomery Rd. | Cincinnati | OH | 45212 | Approved | Rider NM - Net Metering Rider - OH | OH/KY | 2011-08-03 | Connected | Photovoltaic |  | 40 | Central | 3-phase | 2011-07-07 |  | 2011-07-07 | Executed
DC | Clermont | Walgreens Store #9042 | 208Y/120 | Distribution | one hundred forty-four 240-W solar panels | 34.56 | Solar | Non-Residential | 932 Lila | Milford | OH | 45150 | Approved | Rider NM - Net Metering Rider - OH | OH/KY | 2011-08-19 | Connected | Photovoltaic |  | 30 | Central | 3-phase | 2011-07-07 |  | 2011-07-07 | Executed
DC | Catawba | Wade H Shuford III | 120/240 | Distribution |  |  | Solar | Residential | 2499 Eagle Dr NE | Conover | NC | 28613 | Pending | NM-NC Net Metering | Carolinas |  | Pending | Photovoltaic |  |  | Central | Single | 2015-05-08 |  | 2015-05-08 | Open
AC | FULTON | WADE STEPHENSON | 120/240 |  | Skystream 3.7 at old rating | 1.8 | Wind | Residential | 5797 STATE ROAD 14 E | ROCHESTER | IN | 46975 | Approved | Net Metering - Standard Contract Rider No. 57 | IN | 2009-01-06 | Connected | Turbine |  | 1.8 | North | Single |  |  |  | Executed
DC | Anson | Wadesboro Farm 2, LLC |  | Distribution | Canadian Solar, CS6X Qty- 21,660 | 30 | Solar | Non-Residential | Unknown | Wadesboro | NC | 28170 | Approved |  | PEC Carolinas |  | Pending IA | Photovoltaic |  | 4998 | Southern | 3-phase | 2014-10-21 |  | 2013-11-27 | Open
DC | Anson | Wadesboro Farm 3, LLC |  | Distribution | Canadian Solar, CS6X Qty-21,660 |  | Solar | Non-Residential | 638 Stanback Ferry Ice Plant Road | Wadesboro | NC | 28170 | Approved |  | PEC Carolinas |  | Pending IA | Photovoltaic |  | 4998 | Southern |  | 2014-10-21 |  | 2013-11-27 | Open
DC | Hamilton | Walgreens Str #2136 | 208Y/120 | Distribution | one hundred forty-four 240-W solar panels | 34.56 | Solar | Non-Residential | 4090 Galbraith Rd E | Cincinnati | OH | 45236 | Approved | Rider NM - Net Metering Rider - OH | OH/KY | 2011-08-03 | Connected | Photovoltaic |  | 30 | Central | 3-phase | 2011-07-07 |  | 2011-07-07 | Executed
DC | Hamilton | Walgreens, Inc Store #10493 | 208Y/120 | Distribution | one hundred ninety-teo 240-W solar panels | 46.08 | Solar | Non-Residential | 5293 Delhi | Cincinnati | OH | 45238 | Approved | Rider NM - Net Metering Rider - OH | OH/KY | 2011-08-26 | Connected | Photovoltaic |  | 40 | Central | 3-phase | 2011-07-08 |  | 2011-07-08 | Executed
DC |  | Wagstaff Farm 2, LLC |  | Distribution |  |  | Solar | Non-Residential | 2072 Edwin Robertson Road | Roxboro | NC | 27574 | Cancelled |  | PEC Carolinas |  | Cancelled | Photovoltaic |  | 4950 | Unknown |  | 2014-10-21 |  | 2013-09-04 | Cancelled
DC | Durham | April Jean Tacey-Dickinson | 120/240 | Distribution | QTY: 16 REC 250W | 4 | Solar | Residential | 5 Forest Creek Dr. | Durham | NC | 27713 | Approved | NM-NC Net Metering | Carolinas | 2014-04-23 | Connected | Photovoltaic |  | 4 | Northern | Single | 2014-03-14 | 2014-04-21 | 2014-03-14 | Executed
DC |  | Wake Solar, LLC |  | Distribution |  |  | Solar | Non-Residential | Unknown | Little River | NC | 0 | Cancelled | NC CSP27-Cogeneration and Small Power Producer-Sell All | PEC Carolinas |  | Cancelled | Photovoltaic |  | 1900 | Unknown |  | 2014-10-21 |  | 2012-10-26 | Cancelled
DC | Catawba | Apple One LLC | 12,470Y/7,200 | Distribution | QTY: 21,472 REC310 | 6656 | Solar | Non-Residential | 2957 N Highway 16 | Newton | NC | 28658 | Approved | PP-N NC - Non-Hydroelectric Qualifying Facilities | Carolinas |  | Under Construction | Photovoltaic |  | 4950 | Central | 3-phase | 2014-03-28 |  | 2014-03-28 | Open
DC | Catawba | Apple Inc | 12,470Y/7,200 | Transmission | 57360 Sun Power 435 watt Panels | 24951.6 | Solar | Non-Residential | 5977 Startown Road | Maiden | NC | 28650 | Approved | Negotiated (NC) | Carolinas | 2012-11-26 | Connected | Photovoltaic | Apple Data Center PV | 20000 | Central | Single | 2011-12-08 |  | 2011-12-08 | Executed
DC | Hamilton | Wakefield Development | 120/240 | Distribution | Qty 30 Suniva 270W Solar Panels | 8.1 | Solar | Residential | 3552 Raymar BL | Cincinnati | OH | 45208 | Pending | Rider NM - Net Metering Rider - OH | OH/KY |  | Pending | Photovoltaic |  | 7.2 | South | Single | 2015-05-22 |  | 2015-05-22 | Open
DC | Catawba | Apple Inc. | 12,470Y/7,200 | Transmission | Qty 57600 (435 Wat) SunPower E20/435 Solar Module | 25056 | Solar | Non-Residential | 3900 Lai Ber Drive | Conover | NC | 28613 | Approved | Negotiated (NC) | Carolinas | 2013-10-02 | Connected | Photovoltaic |  | 20000 | Central | 3-phase | 2012-09-21 | 2013-10-17 | 2012-09-21 | Executed
DC | Catawba | Apple Inc - Kelly Blvd | 100 KV | Transmission | 50,400 SunPower E20/435 Watt Solar Modules | 21924 | Solar | Non-Residential | 3123 Kelly Blvd | Claremont | NC | 28650 | Approved | Negotiated (NC) | Carolinas |  | Under Construction | Photovoltaic |  | 17500 | Central | 3-phase | 2012-10-08 |  | 2012-10-08 | Open
DC | Anderson | Antoinette Kreitzer | 120/240 | Distribution |  | 10.12 | Solar | Residential | 119 Benfields Rdg | Williamston | SC | 29697 | Approved | NM-SC Net Metering | Carolinas | 2011-10-31 | Connected | Photovoltaic |  | 10 | Southern | Single | 2011-10-11 |  | 2011-10-11 | Executed
DC | Duplin | Wallace Solar, LLC |  | Distribution |  | 2290 | Solar | Non-Residential | 3831 S. NC 11 HWY. | Wallace | NC | 28466 | Approved | NC CSP27-Cogeneration and Small Power Producer-Sell All | PEC Carolinas | 2013-12-11 | Connected | Photovoltaic |  | 1990 | Unknown |  | 2014-10-21 |  | 2012-03-16 | Executed
DC | Pinellas | Wally M. Shearburn | 120/240 | Distribution | Qty 32 CS6P-26w, solar panels | 8.32 | Solar | Residential | 6412 107th Ter | Pinellas Park | FL | 33782 | Approved | NM-FL Net Metering | FL | 2015-06-05 | Connected | Photovoltaic |  | 7.072 | South Coastal | Single | 2015-06-01 |  | 2015-06-01 | Executed
DC |  | Walmart Store #2250 | 480Y/277 | Distribution | 1287 Trina Solar TSW-235PA05 235W Modules | 302.45 | Solar | Non-Residential | 4000 Red Bank Rd | Cincinnati | OH | 45227 | Approved | Rider NM - Net Metering Rider - OH | OH/KY | 2012-12-12 | Connected | Photovoltaic |  | 250 | North | 3-phase | 2012-07-25 |  | 2012-07-25 | Executed
DC |  | WAL-MART STORES EAST LP #5499 - 2400364202 | 480Y/277 | Distribution | Two thousand two hundred eighty-two 235-W solar panels | 536.27 | Solar | Non-Residential | 201 Chamber Dr | Milford | OH | 45150 | Approved | Rider NM - Net Metering Rider - OH | OH/KY | 2012-08-14 | Connected | Photovoltaic |  | 500 | East | 3-phase | 2012-07-17 |  | 2012-07-17 | Executed
DC |  | Wal-mart Stores East, LP #1441 Cincinnati | 480Y/277 | Distribution | Trina Solar TSW-235PA05 235W Modules | 583.51 | Solar | Non-Residential | 5303 Bowen Dr | Mason | OH | 45040 | Approved | Rider NM - Net Metering Rider - OH | OH/KY | 2012-11-01 | Connected | Photovoltaic |  | 500 | North | 3-phase | 2012-07-27 |  | 2012-07-27 | Executed
DC |  | Wal-mart Stores East. LP. #3784 Franklin | 480Y/277 | Distribution | one thousand eight hundred seven 235-W solar panels | 424.65 | Solar | Non-Residential | 1275 2nd E | Franklin | OH | 45005 | Approved | Rider NM - Net Metering Rider - OH | OH/KY | 2012-10-02 | Connected | Photovoltaic |  | 424.65 | Central | 3-phase | 2012-07-17 |  | 2012-07-17 | Executed
DC |  | Wal-mart Stores Inc # 01-6544 Loveland | 480Y/277 | Distribution | 1,014 Trina Solar TSM-235PA05 | 239.23 | Solar | Non-Residential | 9570 Fields Ertel Rd | Cincinnati | OH | 45242 | Approved | Rider NM - Net Metering Rider - OH | OH/KY | 2012-12-13 | Connected | Photovoltaic |  | 239.23 | North | 3-phase | 2012-08-08 |  | 2012-08-08 | Executed
DC |  | Wal-mart Stores Inc #01-3571 Middletown | 480Y/277 | Distribution | one thousand five hundred twenty-one 235-W solar panels | 357.44 | Solar | Non-Residential | 2900 Towne Bl | Franklin | OH | 45005 | Approved | Rider NM - Net Metering Rider - OH | OH/KY | 2012-12-19 | Connected | Photovoltaic |  | 300 | Central | 3-phase | 2012-07-18 |  | 2012-07-18 | Executed
DC |  | Walt Fouch | 120/240 | Distribution | One 175 Watt Suntech, One 185 Watt Suntech Solar Panel | 0.36 | Solar | Residential | 5274 River Rd | FairField | OH | 45014 | Approved | Rider NM - Net Metering Rider - OH | OH/KY | 2012-02-28 | Connected | Photovoltaic |  | 1.71 | South | Single | 2012-02-20 |  | 2012-02-20 | Executed
DC | Gaston | Anthony Raspanti | 120/240 | Distribution | Twenty-eight Canadian Solar 250 watts solar modules. | 7 | Solar | Residential | 721 Patrick Rd. | Gastonia | NC | 28056 | Approved | NM-NC Net Metering | Carolinas | 2013-11-21 | Connected | Photovoltaic |  | 6.09 | Central | Single | 2013-10-31 | 2013-11-20 | 2013-10-31 | Executed
DC | Durham | Anthony G. Lau | 120/240 | Distribution | Qty 2 (335 Watt) Sunpower X21-335-BLK | 0.67 | Solar | Residential | 6 Tavern Pl | Durham | NC | 27707 | Approved | NM-NC Net Metering | Carolinas | 2015-01-07 | Connected | Photovoltaic |  | 3 | Northern | Single | 2014-12-03 | 2015-01-06 | 2014-12-03 | Executed
DC | Pinellas | Walter Dye |  | Distribution |  | 10 | Solar | Residential | 12610 FRANK DRIVE NORTH | Seminole | FL | 33776 | Approved | NM-FL Net Metering | FL | 2013-10-24 | Connected | Photovoltaic |  | 8.5 | South Coastal |  | 2014-09-10 |  |  | Executed
DC | Mecklenburg | Anthony D Wooding | 120/240 | Distribution | Qty 14 LG300W Solar Panels | 4.2 | Solar | Residential | 10179 Claybrooke Dr | Charlotte | NC | 28262 | Approved | NM-NC Net Metering | Carolinas | 2015-02-04 | Connected | Photovoltaic |  | 3.5 | Central | Single | 2014-12-29 | 2015-02-03 | 2014-12-29 | Executed
DC | Pinellas | Walter R Witek | 120/240 | Distribution | Solar World | 5.04 | Solar | Residential | 6380 18TH AVE N | St. Petersburg | FL | 33710 | Approved | NM-FL Net Metering | FL | 2015-01-05 | Connected | Photovoltaic |  | 4.28 | South Coastal | Single | 2014-12-23 |  | 2014-12-23 | Executed
DC | Lake | Walter Wilson | 120/240 | Distribution | Qty 30 Yingli 255W Solar Panels | 7.65 | Solar | Residential | 152 Bayou Bend Rd | Groveland | FL | 34736 | Approved | NM-FL Net Metering | FL | 2015-05-22 | Connected | Photovoltaic |  | 6.503 | South Central | Single | 2015-05-06 |  | 2015-05-06 | Executed
DC | Moore | Wanda Hunt | 120/240 | Distribution |  | 1.25 | Solar | Residential | 6 Canter Place | Pinehurst | NC | 28374 | Approved | NC NM-Net Metering for Renewable Energy Facilities | PEC Carolinas | 2012-04-26 | Connected | Photovoltaic |  | 1 | Southern | Single | 2012-10-18 |  |  | Executed
DC | Mecklenburg | Anthony Bollich | 120/240 | Distribution | Qty 11 LG Mono Neon 275 Solar Panels | 3.03 | Solar | Residential | 7910 Linda Lake Dr. | Charlotte | NC | 28215 | Approved | NM-NC Net Metering | Carolinas | 2014-07-22 | Connected | Photovoltaic |  | 3.929 | Central | Single | 2014-07-16 | 2014-07-17 | 2014-07-16 | Executed
DC | SEMINOLE | Wanda Voorhees |  | Distribution |  | 6.5 | Solar | Residential | 1006 GOULD PL | OVIEDO | FL | 32765 | Approved | NM-FL Net Metering | FL | 2013-09-06 | Connected | Photovoltaic |  | 5.525 | North Central |  | 2014-09-10 |  |  | Executed
DC | New Hanover | Ward Distributing Co. Inc |  | Distribution |  | 50 | Solar | Non-Residential | 6707 Netherlands Drive | Wilmington | NC | 28405 | Approved | NC NM-Net Metering for Renewable Energy Facilities | PEC Carolinas | 2013-02-04 | Connected | Photovoltaic | Atlantic Shores Distributing | 40 | Unknown |  | 2015-01-02 |  |  | Executed
DC | Anderson | Anthony and Barbara Gallo | 120/240 | Distribution | Qty 8 Solarworld SW 250 Soalr Panels | 2 | Solar | Residential | 123 Rock Moss Dr | Williamston | SC | 29697 | Approved | NM-SC Net Metering | Carolinas | 2015-01-12 | Connected | Photovoltaic |  | 1.72 | Southern | Single | 2014-09-23 | 2014-10-22 | 2014-09-23 | Executed
DC | Robeson | Walkulla Solar Farm, LLC |  |  |  |  | Solar | Non-Residential | NC 71 Hwy | Red Springs | NC | 28377 | On Hold |  | PEC Carolinas |  | Pending | Photovoltaic |  | 5000 | Unknown | 3-phase | 2014-10-26 |  | 2014-09-15 | Open
DC | Randolph | Wall Solar Farm, LLC |  | Distribution | Canadian Solar CS6X | 4950 | Solar | Non-Residential | 4301 Wall Brothers Rd | Sophia | NC | 27350 | Cancelled | PP-N NC - Non-Hydroelectric Qualifying Facilities | Carolinas |  | Cancelled | Photovoltaic |  | 4500 | Northern | 3-phase | 2013-08-23 |  | 2013-08-23 | Cancelled
DC | Pinellas | Warren Nelson |  | Distribution |  | 3 | Solar | Residential | 42 GULF BLVD *APT 2 | INDIAN ROCKS BEACH | FL | 33785 | Approved | NM-FL Net Metering | FL | 2011-12-29 | Connected | Photovoltaic |  | 2.55 | South Coastal |  | 2014-09-10 |  |  | Executed
DC | Chatham | Warren Reed | 120/240 | Distribution | Qty 6 (327 Watt) SunPower E20-327 | 1.96 | Solar | Residential | 4075 Lenoir | Pittsboro | NC | 11111 | Pending | NC NM-Net Metering for Renewable Energy Facilities | PEC Carolinas | 2014-06-03 | Connected | Photovoltaic |  | 4.146 | Northern | Single | 2014-02-17 |  | 2014-02-17 | Executed
DC | Rowan | Anthony A Creel | 120/240 | Distribution | Qty 12 Sunmodule 265 W Solar Panels | 3.18 | Solar | Residential | 6795 Brooks Rd | Rockwell | NC | 28138 | Approved | NM-NC Net Metering | Carolinas | 2014-08-27 | Connected | Photovoltaic |  | 2.45 | Central | Single | 2014-06-27 | 2014-08-19 | 2014-06-27 | Executed
DC | Spartanburg | Anne P. Beatty | 120/240 | Distribution | QTY:20 Suniva OPT260 | 5.2 | Solar | Residential | 213 Kensington Rd. | Greensboro | NC | 27403 | Approved | NM-NC Net Metering | Carolinas | 2013-10-29 | Connected | Photovoltaic |  | 4.3 | Southern | Single | 2013-10-11 | 2013-10-21 | 2013-10-11 | Executed
DC | Warren | Warrenton Farm, LLC |  | Distribution |  | 6240 | Solar | Non-Residential | US Highway 158 Byp | Warrenton | NC | 27589 | Approved | NC CSP27-Cogeneration and Small Power Producer-Sell All | PEC Carolinas | 2012-12-12 | Connected | Photovoltaic |  | 4975 | Unknown |  | 2014-10-21 |  | 2012-04-18 | Executed
DC | Duplin | Wallace Solar 2 LLC |  | Distribution | Qty 8,620 Canadian Solar CS6X-290W | 2499.8 | Solar | Non-Residential | 911 N. West Railroad Street | Wallace | NC | 28466 | Approved |  | PEC Carolinas |  | Pending | Photovoltaic |  | 2000 | Unknown | 3-phase | 2015-01-29 |  | 2015-01-29 | Open
DC |  | Warsaw Solar 2, LLC |  | Distribution |  | 2290 | Solar | Non-Residential | 1115 W. Wards Bridge Road | Warsaw | NC | 28398 | Approved | NC CSP27-Cogeneration and Small Power Producer-Sell All | PEC Carolinas | 2013-12-11 | Connected | Photovoltaic |  | 1900 | Unknown |  | 2014-10-21 |  | 2012-09-07 | Executed
DC | Duplin | Warsaw Solar, LLC |  | Distribution |  | 2290 | Solar | Non-Residential | 110 Bruce Costin Road | Warsaw | NC | 28398 | Approved | NC CSP27-Cogeneration and Small Power Producer-Sell All | PEC Carolinas | 2013-12-09 | Connected | Photovoltaic |  | 1990 | Unknown |  | 2014-10-21 |  | 2012-05-02 | Executed
DC |  | Watkins Mechanical LTD |  | Distribution | seventy 255-W LG 255S1C solar modules | 17.85 | Solar | Non-Residential | 10 Parker Dr | Springboro | OH | 45066 | Approved | Rider NM - Net Metering Rider - OH | OH/KY | 2013-01-15 | Connected | Photovoltaic |  | 17.85 | North | Single | 2012-12-11 |  | 2012-12-11 | Executed
DC | Robeson | Watts Farm, LLC |  | Distribution |  | 6240 | Solar | Non-Residential | Charlie Watts Rd. | Maxton | NC | 28364 | Approved | NC CSP27-Cogeneration and Small Power Producer-Sell All | PEC Carolinas | 2012-07-13 | Connected | Photovoltaic |  | 4975 | Unknown |  | 2014-10-21 |  | 2011-08-18 | Executed
DC | Moore | Wayne and Heidi Etowski | 120/240 | Distribution | QTY 26 Branch Circuit Solar 230W | 5.98 | Solar | Residential | 3639 Cypress Church Road | Cameron | NC | 28326 | Approved | NC NM-Net Metering for Renewable Energy Facilities | PEC Carolinas | 2014-05-30 | Connected | Photovoltaic |  | 4.94 | Southern | Single | 2014-04-22 |  | 2014-04-22 | Executed
DC | Durham | Anne Marie Dubnansky | 120/240 | Distribution | (17)SunPower SPR-335 | 5.7 | Solar | Residential | 110 Settlers Mill Ln | Durham | NC | 27713 | Approved | NM-NC Net Metering | Carolinas | 2013-09-26 | Connected | Photovoltaic |  | 5 | Northern | Single | 2013-08-14 | 2013-09-20 | 2013-08-14 | Executed
DC | Floyd | Wayne Cook | 120/240 | Distribution | Six 175 Watt Andalay Solar Panels | 1.05 | Solar | Residential | 216 Maevi Drive | New Albany | IN | 47150 | Approved | Net Metering - Standard Contract Rider No. 57 | IN | 2011-09-14 | Connected | Photovoltaic |  | 1.05 | Southern | Single | 2011-08-22 |  | 2011-08-22 | Executed
DC | Pinellas | Wayne D. Wallace | 120/240 | Distribution | Qty 30 SW315watts, Solar Panels | 9.45 | Solar | Residential | 3359 Brian Road N. | Palm Harbor | FL | 34685 | Approved | NM-FL Net Metering | FL | 2015-04-23 | Connected | Photovoltaic |  | 8.03 | South Coastal | Single | 2015-04-21 |  | 2015-04-21 | Executed
DC | Pinellas | Wayne G Adams | 120/240 | Distribution | Qty 40 Solar World 250W Solar Panels | 10 | Solar | Residential | 13820 89th Ave | Seminole | FL | 33776 | Approved | NM-FL Net Metering | FL | 2015-05-08 | Connected | Photovoltaic |  | 8.5 | South Coastal | Single | 2015-05-06 |  | 2015-05-06 | Executed
DC |  | Walt Fouch | 120/240 | Distribution |  | 1.23 | Solar | Residential | 5274 River Rd | FairField | OH | 45014 | Approved | Rider NM - Net Metering Rider - OH | OH/KY | 2011-04-20 | Superseded | Photovoltaic |  | 1.23 | South | Single | 2011-04-14 |  | 2011-04-14 | Superceded
| Catawba | Walter Ray Thomas | 120/240 | Distribution |  |  |  | Residential | 5269 Stonewood Dr | Hickory | NC | 28602 | Pending |  | Carolinas |  | Pending | Photovoltaic |  |  | Central | Single | 2014-05-19 |  |  | Open
DC | Hamilton | Wayne Goodrich | 120/240 | Distribution | ten 327-W SunPower SPRE-E20-327 solar panels | 3.27 | Solar | Residential | 231 Compton Ridge Dr | Cincinnati | OH | 45215 | Approved | Rider NM - Net Metering Rider - OH | OH/KY | 2014-08-20 | Connected | Photovoltaic |  | 12 | Central | Single | 2014-08-18 |  | 2014-08-18 | Executed
DC | Polk | Anne Bain | 120/240 | Distribution | 28 247 Watt Samsung LPC247SM | 6.92 | Solar | Residential | 1006 Morning Ride Drive | Columbus | NC | 28722 | Approved | NM-NC Net Metering | Carolinas | 2012-07-19 | Connected | Photovoltaic |  | 6 | Southern | Single | 2012-05-15 | 2012-07-17 | 2012-05-15 | Executed
DC | Wayne | Wayne Solar I, LLC |  | Distribution |  |  | Solar | Non-Residential | 1455 Indian Springs Road | Mt. Olive | NC | 28365 | Approved | NC CSP29-Cogeneration and Small Power Producer-Sell All | PEC Carolinas | 2014-07-17 | Connected | Photovoltaic |  | 5000 | Unknown |  | 2014-10-21 |  | 2012-11-02 | Executed
DC | Wayne | Wayne Solar II, LLC |  | Distribution |  | 6480 | Solar | Non-Residential | 1134 South Hwy 13 | Goldsboro | NC | 27530 | Approved | NC CSP27-Cogeneration and Small Power Producer-Sell All | PEC Carolinas | 2014-07-10 | Connected | Photovoltaic |  | 5000 | Unknown |  | 2014-10-21 |  | 2012-11-29 | Executed
DC | Wayne | Wayne Solar III, LLC |  | Distribution |  | 6480 | Solar | Non-Residential | 5538 US Hwy 70 East | Goldsboro | NC | 27534 | Approved | NC CSP29-Cogeneration and Small Power Producer-Sell All | PEC Carolinas | 2014-07-14 | Connected | Photovoltaic |  | 5000 | Unknown |  | 2014-10-21 |  | 2013-01-23 | Executed
DC | Buncombe | Wayne Stanko | 120/240 | Distribution | QTY 30 SUNIVA 260 OPTIMUS SOLAR MODULES | 7.8 | Solar | Residential | 26 Greenleaf Cir | Asheville | NC | 28804 | Pending | NC NM-Net Metering for Renewable Energy Facilities | PEC Carolinas | 2014-07-14 | Connected | Photovoltaic |  | 6.45 | Western | Single | 2014-05-05 |  | 2014-05-05 | Executed
DC | Clermont | Wayne Turkelson | 120/240 | Distribution | twenty Suniva 260-W Optimus series solar modules | 5.2 | Solar | Residential | 4373 Mckeever Rd | Williamsburg | OH | 45176 | Approved | Rider NM - Net Metering Rider - OH | OH/KY | 2014-01-31 | Connected | Photovoltaic |  | 5 | South | Single | 2013-12-10 |  | 2013-12-10 | Executed
DC | Lake | Wayne Vankesteren | 120/240 | Distribution |  | 7 | Solar | Residential | 153 BAYOU BEND RD | Groveland | FL | 34736 | Approved | NM-FL Net Metering | FL | 2014-10-31 | Connected | Photovoltaic |  | 5.95 | South Central | Single | 2014-10-31 |  | 2014-10-31 | Executed
DC | Forsyth | Anna L. Reilly | 120/240 | Distribution |  | 4.9 | Solar | Residential | 2797 Acorn Ct | Winston Salem | NC | 27106 | Approved | PP-N NC - Non-Hydroelectric Qualifying Facilities | Carolinas | 2008-11-14 | Connected | Photovoltaic | Reilly PV Installation | 4 | Northern | Single | 2011-04-07 |  | 2008-10-22 | Executed
DC | Mecklenburg | Anna H Totherow | 120/240 | Distribution | Qty 4 Renesola 250W Solar Panel | 1 | Solar | Residential | 310 McLeod St | Matthews | NC | 28105 | Approved | NM-NC Net Metering | Carolinas | 2015-02-23 | Connected | Photovoltaic |  | 0.86 | Central | Single | 2014-12-04 | 2015-01-28 | 2014-12-04 | Executed
DC | Polk | Weikert Ford Inc |  | Distribution |  | 25.01 | Solar | Non-Residential | 21399 N US HIGHWAY 27, SALES OFFICE | Lake Wales | FL | 33853 | Approved | NM-FL Net Metering | FL | 2009-07-23 | Connected | Photovoltaic |  | 21.259 | South Central |  | 2014-09-10 |  |  | Executed
DC | HAMILTON | WARDER NURSERY GREENHOUSE - NM | single |  | sixteen 235-W Sharp NU-235F1 solar modules | 3.76 | Solar | Non-Residential | 7000 WARDER DR | CINCINNATI | OH | 45224 | Approved | Rider NM - Net Metering Rider - OH | OH/KY | 2010-08-20 | Connected | Photovoltaic |  | 3 | Central | 120/240 |  |  |  | Executed
DC | Mecklenburg | Ann Pappas | 120/240 | Distribution | 21 Grape Solar 250W Solar Modules | 5.25 | Solar | Residential | 21618 Rio Oro Dr | Cornelius | NC | 28031 | Approved | NM-NC Net Metering | Carolinas | 2013-06-24 | Connected | Photovoltaic |  | 5.25 | Central | Single | 2013-06-04 | 2013-06-20 | 2013-06-04 | Executed
DC | Pinellas | Wendell Mitchell |  | Distribution |  | 5.04 | Solar | Residential | 1548 S LAKE AVE | Clearwater | FL | 33756 | Approved | NM-FL Net Metering | FL | 2009-07-30 | Connected | Photovoltaic |  | 4.284 | South Coastal |  | 2014-09-10 |  |  | Executed
DC | Chatham | Warren Reed |  |  |  | 2.83 | Solar | Residential | 4075 Lenoir | Pittsboro | NC | 11111 | Approved | NC CSP-Cogeneration and Small Power Producer-Sell All | PEC Carolinas | 2009-04-28 | Connected | Photovoltaic |  | 2.26 | Northern |  | 2012-10-18 |  |  | Executed
DC | Levy | Wendell'S Hardware Inc, Dba Bronson Ace Hardware |  | Distribution |  | 30.04 | Solar | Non-Residential | 403 E HATHAWAY AVE, | Bronson | FL | 32621 | Approved | NM-FL Net Metering | FL | 2011-08-10 | Connected | Photovoltaic |  | 25.534 | North Coastal |  | 2014-09-10 |  |  | Executed
DC | Durham | Ann Winter-Vann | 120/240 | Distribution | Qty18 RenaSola 255W Solar Panels | 4.59 | Solar | Residential | 200 Lancaster Dr | Chapel Hill | NC | 27517 | Approved | NM-NC Net Metering | Carolinas | 2015-05-07 | Connected | Photovoltaic |  | 4.59 | Northern | Single | 2015-02-24 | 2015-05-05 | 2015-02-24 | Executed
DC | BUNCOMBE | Warren Wilson College | 120/240 |  |  | 11.83 | Solar | Non-Residential | 701 Warren Wilson Rd Physical Plt 620 | Swannanoa | NC | 28778 | Approved | NC CSP-Cogeneration and Small Power Producer-Sell All | PEC Carolinas | 2007-10-26 | Connected | Photovoltaic |  | 9.46 | Western | Single | 2012-10-18 |  |  | Executed
DC | Orange | Ann H Mader | 120/240 | Distribution | Qty 16 REC 255W PE | 4.08 | Solar | Residential | 110 Circadian Way | Chapel Hill | NC | 27516 | Approved | NM-NC Net Metering | Carolinas | 2014-09-05 | Connected | Photovoltaic |  | 5.299 | Northern | Single | 2014-08-18 | 2014-09-03 | 2014-08-18 | Executed
DC | Warren | Warrenton Solar 1 |  |  |  |  | Solar | Non-Residential | US Highway 152 | Warrenton | NC | 27589 | On Hold |  | PEC Carolinas |  | Pending | Photovoltaic |  | 5000 | Unknown | 3-phase | 2014-10-26 |  | 2014-09-15 | Open
DC | Warren | Warrenton Solar 2 |  |  |  |  | Solar | Non-Residential | US Highway 152 | Warrenton | NC | 27589 | Cancelled |  | PEC Carolinas |  | Cancelled | Photovoltaic |  | 5000 | Unknown | 3-phase | 2014-10-26 |  | 2014-09-15 | Cancelled
DC | Pinellas | Wendy Eads |  | Distribution |  | 4 | Solar | Residential | 8420 RIVERSIDE DR N | ST. PETERSBURG | FL | 33702 | Approved | NM-FL Net Metering | FL | 2014-03-07 | Connected | Photovoltaic |  | 3.4 | South Coastal |  | 2014-09-10 |  |  | Executed
DC | Chatham | Wendy Sarratt | 120/240 | Distribution | Qty 24 (265 Watt) LG265S1C-A3 | 6.36 | Solar | Residential | 254 Cedar Lane Farm Ln | New Hill | NC | 27562 | Approved | NC NM-Net Metering for Renewable Energy Facilities | PEC Carolinas | 2013-11-26 | Connected | Photovoltaic |  | 5.088 | Northern | Single | 2013-10-15 |  | 2013-10-15 | Executed
DC | Robeson | Warwick Solar LLC |  | Distribution | Qty 21660 Canadian Solar CS6X-300P | 6498 | Solar | Non-Residential | NC 41 Hwy S | Lumberton | NC | 28358 | Cancelled |  | PEC Carolinas |  | Cancelled | Photovoltaic |  | 4800 | Unknown | 3-phase | 2014-12-22 |  | 2014-12-22 | Cancelled
DC | Mecklenburg | Anitra C Grant | 120/240 | Distribution | 4 Renesola JC250M-24/Bbh 250W Panels | 1 | Solar | Residential | 909 Corvus Ct | Charlotte | NC | 28216 | Approved | NM-NC Net Metering | Carolinas | 2015-02-02 | Connected | Photovoltaic |  | 0.86 | Central | Single | 2014-12-18 | 2015-01-29 | 2014-12-18 | Executed
AC |  | Water & Sewer Authority of Cabarrus County |  |  |  |  | Biomass | Non-Residential | 232 Davidson Hwy P.O. Box 428 | Concord | NC | 28026 | Approved | Negotiated (NC) | Carolinas | 2014-10-25 | Connected | Turbine |  |  | Central |  |  |  |  | Executed
DC |  | Water Reclamation Facility |  | Distribution |  |  | Solar | Non-Residential | Unknown | Asheville | NC | 0 | Cancelled |  | PEC Carolinas |  | Cancelled | Reciprocating Engine |  | 1000 | Unknown |  | 2014-10-21 |  | 2013-01-23 | Cancelled
DC | Pinellas | Wendy Weiss | 120/240 | Distribution | Qty 40 Canadian CSP 260W Solar Panels | 10 | Solar | Residential | 1165 Curlew Rd | Dunedin | FL | 34698 | Approved | NM-FL Net Metering | FL | 2015-05-13 | Connected | Photovoltaic |  | 8.84 | South Coastal | Single | 2015-05-08 |  | 2015-05-08 | Executed
DC | Gaston | Angel's Upscale Sales, LLC | 120/240 | Distribution | 11 JKM-230M, 1 TSM 230 PA03 Solar Panel | 2.76 | Solar | Non-Residential | 101 E Virginia Ave | Bessemer City | NC | 28016 | Approved | NM-NC Net Metering | Carolinas | 2012-03-21 | Connected | Photovoltaic |  | 2.58 | Central | Single | 2012-02-03 |  | 2012-02-03 | Executed
DC | Lake | Werner Timmers |  | Distribution |  | 6.12 | Solar | Residential | 1911 ARBOR WAY | MOUNT DORA | FL | 32757 | Approved | NM-FL Net Metering | FL | 2014-06-11 | Connected | Photovoltaic |  | 5.202 | North Central |  | 2014-09-10 |  |  | Executed
DC | MOORE | Wayne and Heidi Etowski | 120/240 |  |  | 5.75 | Solar | Residential | 3639 Cypress Church Road | Cameron | NC | 28326 | Approved | NC CSP-Cogeneration and Small Power Producer-Sell All | PEC Carolinas | 2011-08-10 | Connected | Photovoltaic |  | 4.6 | Southern | Single | 2012-10-18 |  |  | Executed
DC | Catawba | Angel Solar, LLC |  | Distribution | 21780 Trina TSM-285 PA14 PV module | 6207.3 | Solar | Non-Residential | 703 St James Church rd | Newton | NC | 28658 | Approved | PP-N NC - Non-Hydroelectric Qualifying Facilities | Carolinas |  | Under Construction | Photovoltaic |  | 5000 | Central | 3-phase | 2013-03-18 |  | 2013-03-18 | Open
DC | Wilkes | Andy S. Patton | 120/240 | Distribution | QTY: 30 Astronergy CHSM - 305 | 9.15 | Solar | Residential | 600 W Main St. | Wilkesboro | NC | 28697 | Approved | NM-NC Net Metering | Carolinas | 2014-02-03 | Connected | Photovoltaic |  | 7.5 | Northern | Single | 2014-01-17 | 2014-01-31 | 2014-01-17 | Executed
DC | Cabarrus | Andy McGruder | 120/240 | Distribution | Qty 19 LG235W & Qty 1 LG250W Solar Panels | 4.72 | Solar | Residential | 9941 Legolas Ln | Charlotte | NC | 28269 | Approved | NM-NC Net Metering | Carolinas | 2015-05-04 | Connected | Photovoltaic |  | 3.8 | Central | Single | 2015-03-17 | 2015-04-30 | 2015-03-17 | Executed
DC |  | Wayne Farm 1, LLC |  | Distribution |  |  | Solar | Non-Residential | Unknown | Goldsboro | NC | 27530 | Approved |  | PEC Carolinas |  | Pending IA | Photovoltaic |  | 4975 | Unknown |  | 2014-10-21 |  | 2012-05-14 | Open
DC | Wake | Westgate Auto Group, LLC |  | Distribution |  | 99 | Solar | Non-Residential | 6421 Old Westgate Rd. | Raleigh | NC | 27613 | Approved | Negotiated (NC) | PEC Carolinas | 2011-11-18 | Connected | Photovoltaic |  | 79 | Unknown |  | 2014-10-21 |  | 2011-08-04 | Executed
DC | Cherokee | Andrews Truss, Inc. - NM | 120/240 | Distribution |  | 9.6 | Solar | Non-Residential | 290 Watson Creek Rd | Andrews | NC | 28901 | Approved | PP-N NC - Non-Hydroelectric Qualifying Facilities | Carolinas | 2008-12-18 | Connected | Photovoltaic | Andrews Truss PV Installation | 9.6 | Southern | Single | 2011-04-07 |  | 2008-10-14 | Executed
DC | HAMILTON | Wayne Goodrich | 120/240 | Distribution | twenty-seven 225 Watt SPR225-BLK solar panels | 6.08 | Solar | Residential | 231 Compton Ridge Dr | Cincinnati | OH | 45215 | Approved | Rider NM - Net Metering Rider - OH | OH/KY | 2008-11-12 | Superseded | Photovoltaic |  | 6 | Central | 120/240 |  |  |  | Superceded
DC | HAMILTON | Wayne Goodrich | 120/240 | Distribution | twelve 225-W SunPower SPR-225-BLK solar panels | 2.7 | Solar | Residential | 231 Compton Ridge Dr | Cincinnati | OH | 45215 | Approved | Rider NM - Net Metering Rider - OH | OH/KY | 2010-10-20 | Superseded | Photovoltaic |  | 9 | Central | Single |  |  |  | Superceded
| Guilford | Wayne H Sykes | 120/240 | Distribution |  |  |  | Residential | 4 Henderson Ct | Greensboro | NC | 27410 | Pending | NM-NC Net Metering | Carolinas |  | Pending | Photovoltaic |  | 5 | Northern | Single | 2015-06-03 |  | 2015-06-03 | Open
DC | WAYNE | Wayne Hilbert | 120/240 |  |  | 5.01 | Solar | Residential | 609 Rosewood Road | Goldsboro | NC | 27530 | Approved | NC CSP-Cogeneration and Small Power Producer-Sell All | PEC Carolinas | 2010-12-29 | Connected | Photovoltaic |  | 4.01 | Eastern | Single | 2012-10-18 |  |  | Executed
DC | Wake | Weststar Precision, Inc #1107948638 |  | Distribution | Qty 48 Sunpower 327W Solar Panels | 15.96 | Solar | Non-Residential | 1130 Classic Rd | Apex | NC | 27539 | Approved | NC NM-Net Metering for Renewable Energy Facilities | PEC Carolinas | 2015-02-03 | Connected | Photovoltaic |  | 15 | Northern | 3-phase | 2014-11-20 |  | 2014-11-20 | Executed
DC | Wake | Weststar Precision, Inc #2070937459 |  | Distribution | Qty 400 Sunpower 327W Solar Panels | 115.1 | Solar | Non-Residential | 1130 Classic Rd | Apex | NC | 27502 | Approved | NC NM-Net Metering for Renewable Energy Facilities | PEC Carolinas | 2015-02-03 | Connected | Photovoltaic |  | 96 | Northern | 3-phase | 2014-11-20 |  | 2014-11-20 | Executed
DC | Tippecanoe | Whirlpool Corporation | 120/240 | Distribution | thirty-six 200-W SZNA WIOSUN 200M solar panels | 7.2 | Solar | Residential | 545 Hayes St | West Lafayette | IN | 47906 | Approved | Net Metering - Standard Contract Rider No. 57 | IN | 2014-09-26 | Connected | Photovoltaic |  | 7.2 | Northern | Single | 2014-08-08 |  | 2014-08-08 | Executed
DC | Forsyth | Andrew Race | 120/240 | Distribution | Qty 21 Suniva, OPT 260 W Solar Panels | 5.46 | Solar | Residential | 5260 Wlson Hill St | Winston Salem | NC | 27104 | Approved | NM-NC Net Metering | Carolinas | 2014-11-19 | Connected | Photovoltaic |  | 5.25 | Northern | Single | 2014-09-11 | 2014-10-29 | 2014-09-11 | Executed
DC | Mecklenburg | Andrew Osborn | 120/240 | Distribution | 20 LG250S1C Panels | 5 | Solar | Residential | 9923 Reniston Drive | Charlotte | NC | 28210 | Approved | NM-NC Net Metering | Carolinas | 2012-09-19 | Connected | Photovoltaic |  | 5 | Central | Single | 2012-08-23 | 2012-09-05 | 2012-08-23 | Executed
DC | Wake | Andrew M Kagan | 120/240 | Distribution |  | 4 | Solar | Residential | 3 Rexing Ct | Durham | NC | 27713 | Approved | NM-NC Net Metering | Carolinas | 2014-09-02 | Connected | Photovoltaic |  | 3.465 | Northern | Single | 2014-08-11 | 2014-08-27 | 2014-08-11 | Executed
DC | Wake | Andrew J Slater | 120/240 | Distribution | Qty 116 DPS 12.5W Solar Shingles | 1.45 | Solar | Residential | 6 Barwinds Cir | Durham | NC | 27713 | Approved | NM-NC Net Metering | Carolinas | 2015-02-23 | Connected | Photovoltaic |  | 2.5 | Northern | Single | 2014-11-24 | 2015-02-12 | 2014-11-24 | Executed
DC | Jackson | Andrew J Rowell | 120/240 | Distribution | Qty 32 Sunmodule SW 280W Solar Panels | 8.96 | Solar | Residential | 924 S River Rd Lot #4 | Sylva | NC | 28779 | Approved | NM-NC Net Metering | Carolinas | 2015-04-29 | Connected | Photovoltaic |  | 7.68 | Southern | Single | 2015-02-16 | 2015-04-27 | 2015-02-16 | Executed
DC | Wake | Weather Master |  |  |  | 0.63 | Solar | Non-Residential | 305 Village Drive | Knightdale | NC | 27545 | Approved | NC NM-Net Metering for Renewable Energy Facilities | PEC Carolinas | 2011-08-01 | Connected | Photovoltaic |  | 0.5 | Northern |  | 2012-10-18 |  |  | Executed
DC | Guilford | Weaver Cooke |  | Distribution | QTY: 4,119 Suniva OPT-310-72-4 | 1276 | Solar | Non-Residential | 4301 Lawndale Dr. | Greensboro | NC | 27455 | Cancelled | PP-N NC - Non-Hydroelectric Qualifying Facilities | Carolinas |  | Cancelled | Photovoltaic |  | 1238 | Northern | 3-phase | 2013-09-30 |  |  | Cancelled
DC | Lincoln | Webb Solar Farm, LLC |  | Distribution | Qty 21660 (300 Watt) Canadian Solar CS6X-300P | 6498 | Solar | Non-Residential | 8151 Webbs Road | Denver | NC | 28037 | Cancelled | PP-N NC - Non-Hydroelectric Qualifying Facilities | Carolinas |  | Cancelled | Photovoltaic |  | 4500 | Central | 3-phase | 2013-01-16 |  | 2013-01-16 | Cancelled
DC |  | Willa Williams | 120/240 | Distribution | twelve Grape Solar GS-S-250W solar modules | 3 | Solar | Residential | 3351 Anaconda Dr | Cincinnati | OH | 45211 | Approved | Rider NM - Net Metering Rider - OH | OH/KY | 2012-10-02 | Connected | Photovoltaic |  | 3 | North | Single | 2012-09-18 |  | 2012-09-18 | Executed
DC | Mecklenburg | Andrew Diamond | 120/240 | Distribution | Canadian Solar 250 AC Watt Solar Module | 6.25 | Solar | Residential | 1708 Chatham Ave | Charlotte | NC | 28205 | Approved | NM-NC Net Metering | Carolinas | 2013-08-29 | Connected | Photovoltaic |  | 6 | Central | Single | 2013-06-11 | 2013-08-26 | 2013-06-11 | Executed
DC | Pinellas | Willem Dericks |  | Distribution |  | 13.2 | Solar | Residential | 4095 49TH AVE S | ST PETERSBURG | FL | 33711 | Approved | NM-FL Net Metering | FL | 2012-01-23 | Connected | Photovoltaic |  | 11.22 | South Coastal |  | 2014-09-10 |  |  | Executed
DC | Johnston | Wellons Farm, LLC |  | Distribution |  |  | Solar | Non-Residential | Unknown | Smithfield | NC | 27577 | Approved |  | PEC Carolinas |  | Pending | Photovoltaic |  | 5000 | Unknown |  | 2014-10-21 |  | 2014-05-23 | Open
DC | Chatham | William and Veronica Vanca | 120/240 | Distribution | QTY 27 Silevo 300 Watt Modules | 8.1 | Solar | Residential | 141 Bingham Ridge | Pittsboro | NC | 27312 | Approved | NC NM-Net Metering for Renewable Energy Facilities | PEC Carolinas | 2014-07-10 | Connected | Photovoltaic |  | 6.23 | Northern | Single | 2014-05-30 |  | 2014-05-30 | Executed
DC | Kenton | William Anderson | 120/240 | Distribution | eight 250-W Sunva solar panels | 2 | Solar | Residential | 1037 Colina Dr | Villa Hills | KY | 41017 | Approved | Rider NM - Net Metering Rider - KY | OH/KY | 2012-12-03 | Connected | Photovoltaic |  | 4.35 | North | Single | 2012-11-26 |  | 2012-11-26 | Executed
DC | Seminole | William Briggle |  | Distribution |  | 5.6 | Solar | Residential | 1541 HEIGHTS LN | Longwood | FL | 32750 | Approved | NM-FL Net Metering | FL | 2010-10-05 | Connected | Photovoltaic |  | 4.76 | North Central |  | 2014-09-10 |  |  | Executed
DC | Pinellas | William B Husselbaugh | 120/240 | Distribution | 7.155 KW SW275 Enphase | 7.55 | Solar | Residential | 1999 Carolina Ave NE | St. Petersburg | FL | 33703 | Approved | NM-FL Net Metering | FL | 2014-09-23 | Connected | Photovoltaic |  | 6.42 | South Coastal | Single | 2014-09-23 |  | 2014-09-23 | Executed
DC | Osceola | William B Lemoine | 120/240 | Distribution |  | 3 | Solar | Residential | 448 Grand Canal Dr | Kissimmee | FL | 34759 | Approved | NM-FL Net Metering | FL | 2014-10-21 | Connected | Photovoltaic |  | 2.55 | South Central | Single | 2014-10-08 |  | 2014-10-08 | Executed
DC | LAKE | William Vasey |  | Distribution |  | 8.09 | Solar | Residential | 168 BALMY COAST RD, SOLAR POWER | GROVELAND | FL | 34736 | Approved | NM-FL Net Metering | FL | 2013-11-11 | Connected | Photovoltaic |  | 6.872 | South Central |  | 2014-09-10 |  |  | Executed
DC | Wake | Andrew Cummings | 120/240 | Distribution | QTY 10 Sun Power 327 E-Series Commercial Solar Panels | 3.27 | Solar | Residential | 1108 Shepherd St | Durham | NC | 27707 | Approved | NM-NC Net Metering | Carolinas | 2014-12-31 | Connected | Photovoltaic |  | 2.5 | Northern | Single | 2014-11-11 | 2014-12-16 | 2014-11-11 | Executed
DC | Wake | Andreas K Orphanides | 120/240 | Distribution | Qty 8 Suniva Opt 270-60-4-1B0 | 2.16 | Solar | Residential | 2207 Chapel Hill Rd | Durham | NC | 27707 | Approved | NM-NC Net Metering | Carolinas | 2015-03-30 | Connected | Photovoltaic |  | 1.92 | Northern | Single | 2015-02-05 | 2015-03-09 | 2015-02-05 | Executed
DC | Pasco | William Durnell |  | Distribution |  | 5 | Solar | Residential | 5815 LENMAR CT | Holiday | FL | 34690 | Approved | NM-FL Net Metering | FL | 2009-12-29 | Connected | Photovoltaic |  | 4.25 | South Coastal |  | 2014-09-10 |  |  | Executed
DC | Seminole | William Reese |  | Distribution |  | 9.88 | Solar | Residential | 327 HEMMINGWAY CT | OVIEDO | FL | 32765 | Approved | NM-FL Net Metering | FL | 2013-01-31 | Connected | Photovoltaic |  | 8.398 | North Central |  | 2014-09-10 |  |  | Executed
DC | Orange | William Weinaug |  | Distribution |  | 5.25 | Solar | Residential | 576 Heatherbrite Circle | Apopka | FL | 32712 | Approved | NM-FL Net Metering | FL | 2008-01-28 | Connected | Photovoltaic |  | 4.463 | North Central |  | 2014-09-10 |  |  | Executed
DC | Wake | William C. Blackwell | 120/240 | Distribution |  | 2.19 | Solar | Residential | 107 Yates Branch Lane | Raleigh | NC | 27603 | Approved | NC NM-Net Metering for Renewable Energy Facilities | PEC Carolinas | 2012-08-02 | Connected | Photovoltaic |  | 1.75 | Northern | Single | 2012-10-18 |  |  | Executed
DC | Person | Wesleyan Solar LLC |  | Distribution | Qty 21660 Canadian Solar CS6X-300P | 6.5 | Solar | Non-Residential | Wesleyan Rd | Roxboro | NC | 27573 | Cancelled |  | PEC Carolinas |  | Cancelled | Photovoltaic |  | 4800 | Unknown | 3-phase | 2014-12-15 |  | 2014-12-15 | Cancelled
DC | Harnett | West Erwin Farm, LLC |  | Distribution |  |  | Solar | Non-Residential | Unknown | Erwin | NC | 28339 | Approved |  | PEC Carolinas |  | Pending | Photovoltaic |  | 5000 | Unknown |  | 2014-10-21 |  | 2014-05-30 | Open
DC | TIPPECANOE | WEST LAFAYETTE COMM SCHOOLS HIGH SCHOOL | 480Y/277 |  | twelve 100-W solar panels | 1.2 | Solar | Non-Residential | 1105 GRANT ST N | W LAFAYETTE | IN | 47906 | Approved | Net Metering - Standard Contract Rider No. 57 | IN | 2003-12-01 | Connected | Photovoltaic |  | 1.2 | North | 3 phase |  |  |  | Executed
DC | Guilford | Andrea S Cole | 120/240 | Distribution | QTY 23 Monox LG 260 | 5.98 | Solar | Residential | 5400 Ashbey Ln | Summerfield | NC | 27358 | Approved | NM-NC Net Metering | Carolinas | 2014-05-14 | Connected | Photovoltaic |  | 5 | Northern | Single | 2014-03-18 | 2014-05-12 | 2014-03-18 | Executed
DC | Chatham | West Siler Farm, LLC - Strata Solar |  | Distribution | Canadian Solar, CS6X Qty-21,660 | 30 | Solar | Non-Residential | Unknown | Siler City | NC | 27344 | Approved |  | PEC Carolinas |  | Pending IA | Photovoltaic |  | 4998 | Northern | 3-phase | 2014-10-21 |  | 2013-11-27 | Open
DC |  | West Wayne Solar, LLC |  | Distribution |  |  | Solar | Non-Residential | Unknown | Princeton | NC | 0 | Cancelled |  | PEC Carolinas |  | Cancelled | Photovoltaic |  | 2000 | Unknown |  | 2014-10-21 |  | 2013-01-23 | Cancelled
DC |  | West Weaver, LLC |  | Distribution | Qty 91 (310 Watt) REC310PE 72 Solar Panels | 28.21 | Solar | Non-Residential | 103 West Weaver | Carrboro | NC | 27510 | Pending | PP-N NC - Non-Hydroelectric Qualifying Facilities | Carolinas |  | Pending | Photovoltaic |  | 25.7 | Northern | 3-phase | 2015-04-29 |  | 2015-04-21 | Open
DC |  | Western Brown Local School District |  |  | 1,137 230W Trina Solar Modules | 261.51 | Solar | Non-Residential | 476 Main W | Mr. Orab | OH | 45154 | Pending |  | OH/KY |  |  | Photovoltaic |  | 261.51 | East |  | 2015-05-19 |  | 2015-05-19 | Open
DC | Brown | Western Brown Local School District | 480Y/277 | Distribution | 282 240-W TrinaSolar panels, 1080 230-W TrinaSolar panels | 316.08 | Solar | Non-Residential | 476 Main W | Mr. Orab | OH | 45154 | Pending | Rider NM - Net Metering Rider - OH | OH/KY |  | Pending | Photovoltaic |  | 303.6 | East | 3-phase | 2015-02-17 |  | 2015-02-17 | Open
DC | Brown | Western Brown Local School District | 480Y/277 | Distribution | Qty 1296 Canadian Solar 305P | 395.28 | Solar | Non-Residential | 476 Main W | Mr. Orab | OH | 45154 | Cancelled | Rider NM - Net Metering Rider - OH | OH/KY |  | Cancelled | Photovoltaic |  | 770 | East | 3-phase | 2014-07-31 |  | 2014-07-31 | Cancelled
DC | Brown | Western Brown Local School District | 480Y/277 | Distribution | 418 240-W TrinaSolar panels, 1368 285-W Hareon panels | 516.24 | Solar | Non-Residential | 476 Main W | Mr. Orab | OH | 45154 | Pending | Rider NM - Net Metering Rider - OH | OH/KY |  | Pending | Photovoltaic |  | 414 | East | 3-phase | 2015-02-17 |  | 2015-02-17 | Open
DC | Brown | Western Brown Local School District | 480Y/277 | Distribution | Qty 1944 Canadian Solar 305 | 592 | Solar | Non-Residential | 476 Main W | Mr. Orab | OH | 45154 | Cancelled | Rider NM - Net Metering Rider - OH | OH/KY |  | Cancelled | Photovoltaic |  | 770.03 | East | 3-phase | 2014-07-31 |  | 2014-07-31 | Cancelled
DC | Brown | Western Brown Local School District | 480Y/277 | Distribution | Qty 1728 Canadia Solar 305 | 527 | Solar | Non-Residential | 476 Main W | Mr. Orab | OH | 45154 | Cancelled | Rider NM - Net Metering Rider - OH | OH/KY |  | Cancelled | Photovoltaic |  | 684.47 | East | 3-phase | 2014-08-01 |  | 2014-08-01 | Cancelled
DC | Brown | Western Brown Local School District | 480Y/277 | Distribution | Qty 1944 Canadian Solar 305 | 592 | Solar | Non-Residential | 476 Main W | Mr. Orab | OH | 45154 | Cancelled | Rider NM - Net Metering Rider - OH | OH/KY |  | Cancelled | Photovoltaic |  | 770 | East | 3-phase | 2014-08-01 |  | 2014-08-01 | Cancelled
DC |  | Western Brown Local School District |  |  | 286 240-W TrinaSolar panels, 1254 275-W Hareon panels | 413.49 | Solar | Non-Residential | 476 Main W | Mr. Orab | OH | 45154 | Pending | Rider NM - Net Metering Rider - OH | OH/KY |  | Pending | Photovoltaic |  | 358.8 | East |  | 2015-02-17 |  | 2015-02-17 | Open
DC | Henderson | Andrea Kay McGuire | 120/240 | Distribution |  | 2.38 | Solar | Residential | 3 Ochlawaha Dr | Hendersonville | NC | 28792 | Approved | NM-NC Net Metering | Carolinas | 2007-12-17 | Connected | Photovoltaic |  | 2.1 | Southern | Single | 2011-04-07 |  | 2007-06-18 | Executed
DC | Pasco | William Chaff |  | Distribution |  | 5.76 | Solar | Residential | 3211 BEA CT | LAND O LAKES | FL | 34639 | Approved | NM-FL Net Metering | FL | 2012-02-15 | Connected | Photovoltaic |  | 4.896 | South Coastal |  | 2014-09-10 |  |  | Executed
DC | Buncombe | William Ballantine | 120/240 | Distribution | QTY 467 Dow Powerhouse 12.5 Watts Solar Shingles | 5.83 | Solar | Residential | 55 Sunset PKWY | Asheville | NC | 28801 | Approved | NC NM-Net Metering for Renewable Energy Facilities | PEC Carolinas | 2015-04-16 | Connected | Photovoltaic |  | 5.5 | Western | Single | 2014-12-18 |  | 2014-12-18 | Executed
DC |  | William G. Cowan | 120/240 | Distribution | eighteen 250W Mage Solar PowerTec Plus panels | 4.5 | Solar | Residential | 5783 East Kings Rd | Bloomington | IN | 47408 | Approved | Net Metering - Standard Contract Rider No. 57 | IN | 2013-11-12 | Connected | Photovoltaic |  | 4.284 | Northern | Single | 2013-10-09 |  | 2013-10-09 | Executed
DC | Monroe | William D Polansky | 120/240 | Distribution | Qty : 26 SM 285W Solar Panels | 7.41 | Solar | Residential | 3501 Longview Ave E | Bloomington | IN | 47408 | Approved | Net Metering - Standard Contract Rider No. 57 | IN | 2015-06-03 | Connected | Photovoltaic |  | 7.41 | Southern | Single | 2015-04-17 |  | 2015-04-17 | Executed
DC |  | Whiskey Solar, LLC |  |  | 21,090 TSM-305PD14 Modules |  | Solar | Non-Residential | 105 S. Whiskey Rd. | Candor | NC | 27229 | Pending | NC CSP29-Cogeneration and Small Power Producer-Sell All | PEC Carolinas |  | Pending | Photovoltaic |  | 5010 | Northern |  | 2015-03-19 |  | 2015-03-19 | Open
DC | Polk | William Whitley |  | Distribution |  | 8.67 | Solar | Residential | 805 NEAL RD | DAVENPORT | FL | 33837 | Approved | NM-FL Net Metering | FL | 2012-12-21 | Connected | Photovoltaic |  | 7.37 | South Central |  | 2014-09-10 |  |  | Executed
DC | Orange | White Cross Solar, LLC |  | Distribution | Qty 8667 (300 Watt) Canadian Solar CS6X-300P Solar Panels | 2600.1 | Solar | Non-Residential | White Cross Rd | Chapel Hill | NC | 27516 | Pending | PP-N NC - Non-Hydroelectric Qualifying Facilities | Carolinas |  | Pending | Photovoltaic |  | 2002.08 | Northern | 3-phase | 2015-01-14 |  | 2015-01-14 | Open
DC | McDowell | Amy T Chang | 120/240 | Distribution | Qty 14 Suniva OPT 305W Modules | 4.27 | Solar | Residential | 166 Hunt Camp Dr. | Nebo | NC | 28761 | Approved | NM-NC Net Metering | Carolinas | 2015-03-27 | Connected | Photovoltaic |  | 3.8 | Central | Single | 2013-09-25 | 2014-12-31 | 2013-09-25 | Executed
DC |  | White Oak Solar |  |  |  |  | Solar | Non-Residential | White Oak Rd | Garner | NC | 27529 | Cancelled |  | PEC Carolinas |  | Cancelled | Photovoltaic |  | 3500 | Unknown | 3-phase |  |  |  | Cancelled
DC | Mecklenburg | Amy Randall | 120/240 | Distribution | Qty 4 ReneSola Virtus II 250W Solar Panels | 1 | Solar | Residential | 7213 Sweetfield Dr. | Huntersville | NC | 28078 | Approved | NM-NC Net Metering | Carolinas | 2015-02-18 | Connected | Photovoltaic |  | 0.86 | Central | Single | 2014-12-17 | 2015-02-17 | 2014-12-17 | Executed
DC | Guilford | White Street Renewables, LLC - LFG |  | Distribution | Caterpillar SR4B Generator | 1600 | Landfill Gas | Non-Residential | 2503 White St | Greensboro | NC | 27405 | Pending | PP-N NC - Non-Hydroelectric Qualifying Facilities | Carolinas |  | Pending | Turbine |  | 1600 | Northern | 3-phase | 2015-03-18 |  | 2015-03-18 | Open
DC | Guilford | White Street Renewables LLC |  | Distribution | QTY 11,533 Utility 3 | 3517.65 | Solar | Non-Residential | 2503 White St | Greensboro | NC | 27405 | Pending | PP-N NC - Non-Hydroelectric Qualifying Facilities | Carolinas |  | Pending | Photovoltaic |  | 3500 | Northern | 3-phase | 2015-03-31 |  | 2015-03-31 | Open
DC | Columbus | Whiteville Solar 1, LLC |  | Distribution | QTY 45900 305W CSUN305-72 Solar Panels | 13999.5 | Solar | Non-Residential | 2169 Prison Camp Rd | Whiteville | NC | 28472 | Pending |  | PEC Carolinas |  | Pending | Photovoltaic |  | 9996 | Unknown | 3-phase | 2015-04-21 |  | 2015-04-21 | Open
DC |  | William E Edwards | 120/240 | Distribution | Qty 20 (250 Watt) Axitec AC-250P Solar Panels | 5 | Solar | Residential | 1324 Mary L Rd | Clearwater | FL | 33755 | Approved | NM-FL Net Metering | FL | 2015-02-27 | Connected | Photovoltaic |  | 4.25 | South Coastal | Single | 2015-02-16 |  | 2015-02-16 | Executed
DC | MONROE | WHITNEY C SNOW | 120/240 |  | eighteen 120-W Evergreen Solar EC120 solar panels | 2.16 | Solar | Residential | 2101 SUSIE ST | BLOOMINGTON | IN | 47401 | Approved | Net Metering - Standard Contract Rider No. 57 | IN | 2009-03-12 | Connected | Photovoltaic |  | 2.16 | Soutwest | Single |  |  |  | Executed
DC | Person | Whittown Solar LLC |  | Distribution | Qty 21660 300W Canandian Solar CS6X Solar Panels | 6498 | Solar | Non-Residential | Whitt Town Rd | Roxboro | NC | 27574 | Pending |  | PEC Carolinas |  | Pending | Photovoltaic |  | 4800 | Unknown | 3-phase | 2015-02-25 |  | 2015-02-25 | Open
DC | Greenville | Wil and Elise Anderson | 120/240 | Distribution | Qty 24 RNG 250W Panels | 6 | Solar | Residential | 1400 Highway 414 | Travelers Rest | SC | 29690 | Approved | NM-SC Net Metering | Carolinas |  | Pending Meter Set | Photovoltaic |  | 5.16 | Southern | Single | 2015-04-14 | 2015-05-05 | 2015-04-14 | Open
DC |  | Wildcat Solar, LLC |  | Distribution |  |  | Solar | Non-Residential | Unknown | Spring Hope | NC | 0 | Cancelled |  | PEC Carolinas |  | Cancelled | Photovoltaic |  | 5000 | Unknown |  | 2014-10-21 |  | 2013-08-02 | Cancelled
DC | Wayne | Wilfork Solar LLC |  | Distribution | Qty 22,344 JA Solar JAP6 72-310/3BB | 6926.64 | Solar | Non-Residential | 361 Daw Pate Rd. | Goldsboro | NC | 27534 | Pending |  | PEC Carolinas |  | Pending | Photovoltaic |  | 4500 | Unknown | 3-phase | 2015-01-21 |  | 2015-01-21 | Open
DC | Spartanburg | Wilfried Mengeler | 120/240 | Distribution | Qty 10: 255 W Rec Solar Panels | 2.55 | Solar | Residential | 4209 Chaffee Rd | Spartanburg | SC | 29301 | Pending | NM-SC Net Metering | Carolinas |  | Pending | Photovoltaic |  | 2.5 | Southern | Single | 2015-01-12 |  | 2015-01-12 | Open
DC | Cabarrus | Amir A Rahman | 120/240 | Distribution | Qty 20 Axitec AC-250P 250 w PV modules | 5 | Solar | Residential | 8915 Happiness Road | Harrisburg | NC | 28075 | Approved | NM-NC Net Metering | Carolinas | 2015-06-03 | Connected | Photovoltaic |  | 4.3 | Central | Single | 2015-04-02 | 2015-06-02 | 2015-04-02 | Executed
DC | Orange | Ami Pathak | 120/240 | Distribution | qty 11 LG 300w solar panels | 3.3 | Solar | Residential | 101 Millbrae Ln | Chapel Hill | NC | 27514 | Approved | NM-NC Net Metering | Carolinas | 2015-01-23 | Connected | Photovoltaic |  | 2.75 | Northern | Single | 2014-11-26 | 2014-12-22 | 2014-11-26 | Executed
DC | Rutherford | Amethyst Solar, LLC |  | Distribution | Qty 13068 (285 Watt) Trina TSM-285 PA 14 Solar Panels | 3724.38 | Solar | Non-Residential | 1583 US 221 South | Forest City | NC | 28043 | Approved | PP-N NC - Non-Hydroelectric Qualifying Facilities | Carolinas |  | Under Construction | Photovoltaic |  | 3000 | Southern | 3-phase | 2012-12-04 |  | 2012-12-04 | Open
AC | Wilkes | Wilkesboro Hydropower, LLC | 12,470Y/7,200 | Distribution |  | 4000 | Hydroelectric | Non-Residential | 1000 CN Smith Mill Rd | Stoneville | NC | 27048 | Pending | PP-H NC - Hydroelectric Qualifying Facilities | Carolinas |  | Pending | Other |  | 4000 | Northern | 3-phase | 2014-09-16 |  | 2014-09-16 | Open
DC |  | Wilkesboro Solar, LLC |  | Distribution | 23,000 CSUN305-72P Solar Panels | 7015 | Solar | Non-Residential | Liberty Grove Church Rd. SR 2333 | North Wilkesboro | NC | 28659 | Pending |  | Carolinas |  | Pending | Photovoltaic |  | 5000 | Northern | 3-phase | 2015-03-02 |  | 2015-03-02 | Open
DC | Buncombe | Will Harlan |  |  |  | 3.25 | Solar | Residential | 64 Walker Creek Road | Barnardsville | NC | 28709 | Approved | NC CSP-Cogeneration and Small Power Producer-Sell Excess | PEC Carolinas | 2008-03-25 | Connected | Photovoltaic |  | 2.6 | Northern |  | 2012-10-18 |  |  | Executed
DC | Chatham | William Finigan | 120/240 | Distribution | Qty 12 (170 Watt) Kyocera KC170GT | 2.04 | Solar | Residential | 270 Bingham Ridge | Pittsboro | NC | 27312 | Approved | NC NM-Net Metering for Renewable Energy Facilities | PEC Carolinas | 2014-01-13 | Connected | Photovoltaic |  | 1.632 | Northern | Single | 2013-09-16 |  | 2013-09-16 | Executed
DC | Monroe | William Fitzgerald | 120/240 | Distribution | twenty-one 230-W Sharp ND-L230Q1 solar modules | 4.83 | Solar | Residential | 3033 Inverness Farm Rd S | Bloomington | IN | 47401 | Approved | Net Metering - Standard Contract Rider No. 57 | IN | 2013-04-19 | Connected | Photovoltaic |  | 4.5 | Southern | Single | 2013-03-07 |  | 2013-03-07 | Executed
DC | Orange | William Berg |  | Distribution |  | 5.64 | Solar | Residential | 2165 BLACKJACK OAK ST | Ocoee | FL | 34761 | Approved | NM-FL Net Metering | FL | 2010-03-23 | Connected | Photovoltaic |  | 4.794 | South Central |  | 2014-09-10 |  |  | Executed
DC | Durham | William H. Schlesinger | 120/240 | Distribution |  | 2.67 | Solar | Residential | 2531 Sevier St | Durham | NC | 27705 | Cancelled | SCG-NC Small Customer Generator Rider | Carolinas |  | Cancelled | Photovoltaic |  | 2.41 | Northern | Single | 2011-04-07 |  |  | Cancelled
DC | Chatham | William and Veronica Vanca | 120/240 | Distribution |  | 2.04 | Solar | Residential | 141 Bingham Ridge | Pittsboro | NC | 27312 | Approved | NC NM-Net Metering for Renewable Energy Facilities | PEC Carolinas | 2014-01-22 | Superseded | Photovoltaic |  | 1.632 | Northern | Single | 2013-09-16 |  | 2013-09-16 | Superceded
DC | Orange | Amelia M. Collins | 120/240 | Distribution |  | 4.8 | Solar | Residential | 723 Williams Circle | Chapel Hill | NC | 27516 | Approved | PP-N NC - Non-Hydroelectric Qualifying Facilities | Carolinas | 2009-12-23 | Connected | Photovoltaic | Collins PV Installation | 4 | Northern | Single | 2011-04-07 |  | 2009-11-23 | Executed
DC | KENTON | William Anderson | 120/240 |  | 15 (175 Watt) Suntech Solar panels | 2.63 | Solar | Residential | 1037 Colina Dr | Villa Hills | KY | 41017 | Approved | Rider NM - Net Metering Rider - KY | OH/KY | 2011-03-06 | Superseded | Photovoltaic |  | 2.85 | North | Single |  |  |  | Superceded
DC | Surry | Amanda and Ricky Dean | 120/240 | Distribution | 20 270W Sun Edison F270KMC Panels | 5.4 | Solar | Residential | 196 Hidden Trl | Westfield | NC | 27053 | Approved | NM-NC Net Metering | Carolinas | 2015-05-08 | Connected | Photovoltaic |  | 5 | Northern | Single | 2014-11-07 | 2014-12-17 | 2014-11-07 | Executed
DC | Forsyth | Alvis D Reynolds | 120/240 | Distribution |  | 2.2 | Solar | Residential | 4223 Sylvia St | Winston-Salem | NC | 27104 | Approved | NM-NC Net Metering | Carolinas | 2014-08-28 | Connected | Photovoltaic |  | 2.857 | Northern | Single | 2014-08-15 | 2014-08-27 | 2014-08-15 | Executed
DC | Pinellas | William Gamba |  | Distribution |  | 6 | Solar | Residential | 872 BAY POINT DRIVE | ST. PETERSBURG | FL | 33708 | Approved | NM-FL Net Metering | FL | 2013-11-12 | Connected | Photovoltaic |  | 5.1 | South Coastal |  | 2014-09-10 |  |  | Executed
DC | Durham | Allison Rosenberg | 120/240 | Distribution |  | 3.84 | Solar | Residential | 108 Sturdivant Rd | Durham | NC | 27705 | Approved | NM-NC Net Metering | Carolinas | 2014-12-01 | Connected | Photovoltaic |  | 3.6 | Northern | Single | 2014-12-05 | 2014-12-05 | 2014-12-05 | Executed
DC | Orange | Allen Stutts | 120/240 | Distribution | QTY 26 Canadian 250 Solar Modules | 6.5 | Solar | Residential | 420 S Greensboro ST | Carrboro | NC | 27510 | Approved | NM-NC Net Metering | Carolinas | 2014-08-01 | Connected | Photovoltaic |  | 5 | Northern | Single | 2014-07-01 | 2014-07-30 | 2014-07-01 | Executed
DC | Mecklenburg | Allen Cowan | 120/240 | Distribution | 10 327 Watt SunPower Solar Modules | 3.27 | Solar | Residential | 8335 McCarron Way | Charlotte | NC | 28215 | Approved | NM-NC Net Metering | Carolinas | 2013-12-17 | Connected | Photovoltaic |  | 3.502 | Central | Single | 2013-11-01 | 2013-12-13 | 2013-11-01 | Executed
DC | WAYNE | WILLIAM H BUSKIRK and JAMES STERRETT | 120/240 |  | fourteen 115-W Evergreen EC-155LK solar panels | 1.61 | Solar | Residential | 5717 ESTEB RD | RICHMOND | IN | 47374 | Approved | Net Metering - Standard Contract Rider No. 57 | IN | 2006-09-29 | Connected | Photovoltaic |  | 1.61 | North | Single |  |  |  | Executed
DC |  | William Bruns | 120/240 | Distribution | 22 235-W Sharp solar modules | 5.17 | Solar | Residential | 2457 Woodville Pike | Goshen | OH | 45122 | Approved | Rider NM - Net Metering Rider - OH | OH/KY | 2012-05-10 | Connected | Photovoltaic |  | 5 | North | Single | 2012-05-01 |  | 2012-05-01 | Executed
DC | Orange | William Haisch |  | Distribution |  | 10 | Solar | Residential | 3906 BROOKMYRA DR | ORLANDO | FL | 32837 | Approved | NM-FL Net Metering | FL | 2012-02-17 | Connected | Photovoltaic |  | 8.5 | South Central |  | 2014-09-10 |  |  | Executed
DC | Henderson | All States Medical Supply | 208Y/120 | Distribution | Qty 416 (250 Watt Samsung PV-MBA1BG250) | 104 | Solar | Non-Residential | 221 Old Hendersonville Rd | Fletcher | NC | 28732 | Approved | PP-N NC - Non-Hydroelectric Qualifying Facilities | Carolinas | 2012-12-21 | Connected | Photovoltaic | All States Medical Solar Project | 95 | Southern | 3-phase | 2012-11-14 | 2012-12-26 | 2012-11-14 | Executed
DC | Mecklenburg | Alexander P Smiley | 120/240 | Distribution | Array 1-132 and Array2-252 (384 total) 12.5W Dow Solar Panels | 4.8 | Solar | Residential | 2321 Greenway Ave | Charlotte | NC | 28204 | Approved | NM-NC Net Metering | Carolinas | 2014-11-14 | Connected | Photovoltaic |  | 3.696 | Central | Single | 2014-08-27 | 2014-11-04 | 2014-08-27 | Executed
DC | Jefferson | William J Rosenbaum | 120/240 | Distribution | Qty 20 Canadian CSPX 250W Solar Panels | 5 | Solar | Residential | 2 12th St | Apalachicola | FL | 32320 | Approved | NM-FL Net Metering | FL | 2015-06-03 | Connected | Photovoltaic |  | 4.25 | North Coastal | Single | 2015-05-21 |  | 2015-05-21 | Executed
DC |  | William J Wilson | 120/240 | Distribution | thirty 235-W Hightec Solar Inc HS-M-235 solar panels | 7.05 | Solar | Residential | 5550 Jones Ave W | W Terre Haute | IN | 47885 | Approved | Net Metering - Standard Contract Rider No. 57 | IN | 2014-09-15 | Connected | Photovoltaic |  | 6.45 | Northern | Single | 2013-08-02 |  | 2013-08-02 | Executed
DC | Orange | Alex Freemerman | 120/240 | Distribution | Qty 20 255W REC Solar Panels | 5.1 | Solar | Residential | 513 Parkside Cir | Chapel Hill | NC | 27516 | Approved | NM-NC Net Metering | Carolinas | 2014-10-21 | Connected | Photovoltaic |  | 5 | Northern | Single | 2014-09-04 | 2014-09-24 | 2014-09-04 | Executed
DC | BROWN | WILLIAM KADISH | 120/240 | Distribution | twenty-one 220-W Schuco MPE220 PS-09 solar modules | 4.62 | Solar | Residential | 758 WAYNOKA DR | Lake Waynoka | OH | 45171 | Approved | Rider NM - Net Metering Rider - OH | OH/KY | 2011-01-27 | Connected | Photovoltaic |  | 3.99 | East | Single | 2011-05-11 |  | 2011-05-11 | Executed
DC | Lake | William Kingsbury |  | Distribution |  | 6.16 | Solar | Residential | 109 FALLING ACORN AVE, SOLAR PWR | Groveland | FL | 34736 | Approved | NM-FL Net Metering | FL | 2012-12-10 | Connected | Photovoltaic |  | 5.236 | South Central |  | 2014-09-10 |  |  | Executed
DC | Pasco | William Kirkpatrick | 120/240 | Distribution | Axitec Ac-250P/156-60S | 2.5 | Solar | Residential | 4747 TAMNEY LN | Land O Lakes | FL | 34639 | Approved | NM-FL Net Metering | FL | 2014-12-30 | Connected | Photovoltaic |  | 2.13 | South Coastal | Single | 2014-12-21 |  | 2014-12-21 | Executed
DC | Hamilton | William Klein | 120/240 | Distribution | 12 (235 Watt) Mage Powertec Plus 235/6PL | 2.82 | Solar | Residential | 9572 Linfield Dr. | Blue Ash | OH | 45242 | Approved | Rider NM - Net Metering Rider - OH | OH/KY | 2012-06-04 | Connected | Photovoltaic |  | 2.82 | South | Single | 2012-05-14 |  | 2012-05-14 | Executed
DC | Cleveland | Alex Dwayne Pearson | 120/240 | Distribution | Eight (250 Watt) Samsung LPC250SM | 2 | Solar | Residential | 747 Ed Hamrick Rd Apt #5 | Shelby | NC | 28150 | Approved | NM-NC Net Metering | Carolinas | 2012-10-09 | Connected | Photovoltaic |  | 1.72 | Central | Single | 2012-09-06 | 2012-10-03 | 2012-09-06 | Executed
DC | Wake | William L Cherry | 120/240 | Distribution | Qty 18 SunEdison Silvantis F260 Modules | 4.68 | Solar | Residential | 390 Blair Dr | Garner | NC | 27529 | Approved | NC NM-Net Metering for Renewable Energy Facilities | PEC Carolinas | 2013-12-12 | Connected | Photovoltaic |  | 4 | Northern | Single | 2013-11-12 |  | 2013-11-12 | Executed
DC | Anderson | William Dwight and Emily Green | 120/240 | Distribution |  | 3.6 | Solar | Residential | 341 Old Brickyard Rd | Pelzer | SC | 29669 | Approved | NM-SC Net Metering | Carolinas | 2010-12-15 | Superseded | Photovoltaic |  | 3.6 | Southern | Single | 2011-04-07 |  | 2010-12-03 | Superceded
DC | Pinellas | William Mitton |  | Distribution |  | 5 | Solar | Residential | 10395 TONY CIR | Largo | FL | 33778 | Approved | NM-FL Net Metering | FL | 2010-05-05 | Connected | Photovoltaic |  | 4.25 | South Coastal |  | 2014-09-10 |  |  | Executed
DC | Orange | William L Wheatley | 120/240 | Distribution | Qty 4 Q-Pro G3 250W Solar Panels | 1 | Solar | Residential | 5516 Lochdale Dr | Orlando | FL | 32818 | Approved | NM-FL Net Metering | FL | 2015-06-17 | Connected | Photovoltaic |  | 0.85 | South Central | Single | 2015-06-15 |  | 2015-06-15 | Executed
DC | Durham | William F Denman Jr | 120/240 | Distribution | Qty 24 Mitsubishi 270W Solar Panels | 6.48 | Solar | Residential | 105 Charlesberry Ln | Chapel Hill | NC | 27517 | Pending | NM-NC Net Metering | Carolinas |  | Pending | Photovoltaic |  | 6 | Northern | Single | 2015-05-27 |  | 2015-05-27 | Open
DC | Randolph | Alex and Vera S Amoroso | 120/240 | Distribution | qty 42 Solartec 250W solar panels | 10.5 | Solar | Residential | 6491 Homestead Farm Ln Unit #AA | Liberty | NC | 27298 | Approved | NM-NC Net Metering | Carolinas | 2015-04-14 | Connected | Photovoltaic |  | 9 | Northern | Single | 2015-03-16 | 2015-04-10 | 2015-03-16 | Executed
DC | Pinellas | William Lissow |  | Distribution |  | 10 | Solar | Residential | 3644 CORSAIR CT | NEW PORT RICHEY | FL | 34652 | Approved | NM-FL Net Metering | FL | 2013-03-05 | Connected | Photovoltaic |  | 8.5 | South Coastal |  | 2014-09-10 |  |  | Executed
DC | Mecklenburg | Albert Mobley | 120/240 | Distribution | qty 4 Sunmodules 250W Solar panels | 1 | Solar | Residential | 2015 Artwood Ln | Charlotte | NC | 28217 | Approved | NM-NC Net Metering | Carolinas | 2014-12-31 | Connected | Photovoltaic |  | 0.86 | Central | Single | 2014-10-22 | 2014-12-18 | 2014-10-22 | Executed
DC | CHATHAM | William Finigan | 120/240 |  |  | 2.25 | Solar | Residential | 270 Bingham Ridge | Pittsboro | NC | 27312 | Approved | NC CSP-Cogeneration and Small Power Producer-Sell All | PEC Carolinas | 2008-05-29 | Cancelled | Photovoltaic |  | 1.8 | Northern | Single | 2012-10-18 |  |  | Cancelled
DC | Buncombe | William Marr | 120/240 | Distribution | QTY 10 Solar World 275 Watt Panels | 2.75 | Solar | Residential | 26 Cedar Summit Rd | Asheville | NC | 28803 | Approved | NC NM-Net Metering for Renewable Energy Facilities | PEC Carolinas | 2014-12-18 | Connected | Photovoltaic |  | 2.11 | Western | Single | 2014-10-21 |  | 2014-10-21 | Executed
DC | Pinellas | William Walker |  | Distribution |  | 3.63 | Solar | Residential | 13522 98TH AVE | Seminole | FL | 33776 | Approved | NM-FL Net Metering | FL | 2011-02-08 | Connected | Photovoltaic |  | 3.086 | South Coastal |  | 2014-09-10 |  |  | Executed
DC |  | William Mitchell | 120/240 | Distribution | 16 Nusun 280W Solar Modules | 4.48 | Solar | Residential | 2150 Ulen Ln | Lafayette | IN | 47904 | Approved | Net Metering - Standard Contract Rider No. 57 | IN | 2013-01-14 | Connected | Photovoltaic |  | 4 | Northern | Single | 2012-11-26 |  | 2012-11-26 | Executed
DC |  | William G Davis |  | Distribution |  | 7.29 | Solar | Residential | 785 Cantiberry Dr | Salisbury | NC | 28146 | Cancelled | NM-NC Net Metering | Carolinas |  | Cancelled | Photovoltaic |  | 7.29 | Central | Single | 2014-11-13 |  | 2014-11-13 | Cancelled
DC | Wayne | William Moore | 120/240 | Distribution | Qty 55 (255 Watt) Suniva OPT255-60-4-100 Solar Panels | 14.03 | Solar | Non-Residential | 2701 Cashwell Dr | Goldsboro | NC | 27534 | Approved | NC NM-Net Metering for Renewable Energy Facilities | PEC Carolinas | 2013-09-12 | Connected | Photovoltaic |  | 9.46 | Eastern | Single | 2013-08-19 |  | 2013-08-19 | Executed
DC | Pinellas | William Turanin |  | Distribution |  | 3.5 | Solar | Residential | 2451 SADDLEWOOD LN | Palm Harbor | FL | 34685 | Approved | NM-FL Net Metering | FL | 2012-07-12 | Connected | Photovoltaic |  | 2.975 | South Coastal |  | 2014-09-10 |  |  | Executed
DC | Pinellas | William Nobles |  | Distribution |  | 5 | Solar | Residential | 172 ANNWOOD RD | PALM HARBOR | FL | 34685 | Approved | NM-FL Net Metering | FL | 2014-07-22 | Connected | Photovoltaic |  | 4.25 | South Coastal |  | 2014-09-10 |  |  | Executed
DC | Guilford | William Graham Adams Jr. |  | Distribution |  | 100.8 | Solar | Non-Residential | 1910 Lynwood Drive | Greensboro | NC | 27408 | Cancelled | PP-N NC - Non-Hydroelectric Qualifying Facilities | Carolinas |  | Cancelled | Photovoltaic |  | 100 | Northern |  | 2011-10-17 |  | 2011-10-26 | Cancelled
DC | Wake | William Notarnicola | 120/240 | Distribution | Qty 12 Suniva 270 | 3.24 | Solar | Residential | 423 Morrison Ave | Raleigh | NC | 27607 | Approved | NM-NC Net Metering | PEC Carolinas | 2014-08-26 | Connected | Photovoltaic |  | 2.58 | Northern | Single | 2014-06-19 |  | 2014-06-19 | Executed
DC | PASCO | William Schaibly |  | Distribution |  | 5 | Solar | Residential | 4818 SHELL STREAM BLVD | NEW PORT RICHEY | FL | 34652 | Approved | NM-FL Net Metering | FL | 2013-11-11 | Connected | Photovoltaic |  | 4.25 | South Coastal |  | 2014-09-10 |  |  | Executed
DC | Durham | Albert F Hyman Jr | 120/240 | Distribution | REC 255 PE (Blk) solar panels | 4.08 | Solar | Residential | 1005 Burch Ave | Durham | NC | 27701 | Approved | NM-NC Net Metering | Carolinas | 2014-12-30 | Connected | Photovoltaic |  | 3.8 | Northern | Single | 2014-12-03 | 2014-12-29 | 2014-12-03 | Executed
DC | Pinellas | William Oneill | 120/240 | Distribution |  | 12.15 | Solar | Residential | 2823 Cobblestone Dr | Palm Harbor | FL | 34684 |  | NM-FL Net Metering | FL | 2014-08-01 | Connected | Photovoltaic |  | 10.328 | South Coastal | Single |  |  |  | Executed
DC | Seminole | William Overbeek |  | Distribution |  | 4.92 | Solar | Residential | 1042 FOGGY BROOK PL | Longwood | FL | 32750 | Approved | NM-FL Net Metering | FL | 2011-06-10 | Connected | Photovoltaic |  | 4.182 | North Central |  | 2014-09-10 |  |  | Executed
DC | RIPLEY | WILLIAM HUELSMAN | 120/240 |  | eighteen 175-W Suntech STP175 solar panels | 3.15 | Solar | Residential | 306 PARK AVE S | BATESVILLE | IN | 47006 | Approved | Net Metering - Standard Contract Rider No. 57 | IN | 2010-06-02 | Connected | Photovoltaic |  | 3.15 | Southeast | Single |  |  |  | Executed
DC |  | William Hugh Lindsey | 120/240 | Distribution | (4) Solar World Sunmodule protect SW270 | 1.08 | Solar | Residential | 630 Hobbysville Rd | Roebuck | SC | 29376 | Approved | NM-SC Net Metering | Carolinas | 2014-03-21 | Superseded | Photovoltaic |  | 0.83 | Southern | Single | 2014-02-25 | 2014-03-20 | 2014-02-25 | Superceded
DC | Clermont | William P Fox | 120/240 | Distribution | fifty-one 260-W Suniva solar panels | 13.26 | Solar | Residential | 5925 McPicken Dr | Milford | OH | 45150 | Approved | Rider NM - Net Metering Rider - OH | OH/KY | 2013-08-29 | Connected | Photovoltaic |  | 10.965 | East | Single | 2013-08-21 |  | 2013-08-21 | Executed
DC | Wilkes | Albert B Osborne | 120/240 | Distribution | QTY 16 LG 265 Mono X Panels | 4.24 | Solar | Residential | 6170 Statesville Rd | Wilkesboro | NC | 28659 | Approved | NM-NC Net Metering | Carolinas | 2014-01-28 | Connected | Photovoltaic |  | 3.44 | Northern | Single | 2014-01-13 | 2014-01-22 | 2014-01-13 | Executed
DC | Wake | William J Francois | 120/240 | Distribution | 12 Sharp 250W solar modules | 3 | Solar | Residential | 3312 Blue Ridge Road | Raleigh | NC | 27612 | On Hold | NM-NC Net Metering | PEC Carolinas |  | Pending | Photovoltaic |  | 2.58 | Northern | Single | 2013-08-09 |  | 2013-08-09 | Open
DC | Lake | William J Gates | 120/240 | Distribution | Trilogy Lot 2188 | 8.25 | Solar | Residential | 334 Salt Marsh Ln, Solar Pwr | Groveland | FL | 34736 | Approved | NM-FL Net Metering | FL | 2014-09-11 | Cancelled | Photovoltaic |  | 7.01 | South Central | Single | 2014-09-28 |  | 2014-09-28 | Cancelled
DC | Pinellas | William Parilla |  | Distribution |  | 11.83 | Solar | Residential | 2660 3RD AVE S | CLEARWATER | FL | 33759 | Approved | NM-FL Net Metering | FL | 2014-06-03 | Connected | Photovoltaic |  | 10.051 | South Coastal |  | 2014-09-10 |  |  | Executed
DC | Marion | Alan Sadler | 120/240 | Distribution | QTY: 18 TrinaSolar TSM 240 | 4.32 | Solar | Residential | 73 Cumberland Falls Rd | Black Mountain | NC | 28711 | Approved | NM-NC Net Metering | Carolinas | 2013-11-07 | Connected | Photovoltaic |  | 3.42 | Southern | Single | 2013-10-04 | 2013-11-04 | 2013-10-04 | Executed
DC |  | William J Wilson | 120/240 | Distribution |  | 3 | Wind | Residential | 5550 Jones Ave W | W Terre Haute | IN | 47885 | Cancelled | Net Metering - Standard Contract Rider No. 57 | IN |  | Cancelled | Turbine |  | 3 | Northern | Single | 2013-08-02 |  | 2013-08-02 | Cancelled
DC | Monroe | William R Nicksin | 120/240 | Distribution | twenty-four 280-W SolarWorld Sunmodule Plus SW 280 mono solar panels | 6.72 | Solar | Residential | 4602 Whooping Crane Ln S | Bloomington | IN | 47403 | Approved | Net Metering - Standard Contract Rider No. 57 | IN | 2015-02-20 | Connected | Photovoltaic |  | 5.17 | Southern | Single | 2015-01-19 |  | 2015-01-19 | Executed
DC | Mecklenburg | William K Moseley | 120/240 | Distribution | Qty 34 Mitsubishi 265W Solar Panel | 9.01 | Solar | Residential | 2612 Danbury St Lot #12 | Charlotte | NC | 28211 | On Hold | NM-NC Net Metering | Carolinas |  | Pending | Photovoltaic |  | 9 | Central | Single | 2014-11-18 |  | 2014-11-18 | Open
DC | Forsyth | Alan Ruley | 120/240 | Distribution | QTY 28 iSolTech 250 Solar Panels | 7 | Solar | Residential | 2750 Spring Garden Rd. | Winston-Salem | NC | 27106 | Approved | NM-NC Net Metering | Carolinas | 2014-07-28 | Connected | Photovoltaic |  | 5.39 | Northern | Single | 2014-05-21 | 2014-07-01 | 2014-05-21 | Executed
DC | Buncombe | William Kenneth Harmaning | 120/240 | Distribution | QTY 24 LG 280 MONO X BLACK MODULES | 6.72 | Solar | Residential | 213 Kirk Way | Candler | NC | 28715 | Cancelled | NC NM-Net Metering for Renewable Energy Facilities | PEC Carolinas |  | Cancelled | Photovoltaic |  | 6 | Western | Single | 2014-11-12 |  | 2014-11-12 | Cancelled
DC | Mecklenburg | Alan Lidogoster | 120/240 | Distribution | Qty 20 Sunpower 327 W Solar Panels | 6.54 | Solar | Residential | 2429 Maynard Rd | Charlotte | NC | 28270 | Approved | NM-NC Net Metering | Carolinas | 2014-08-21 | Connected | Photovoltaic |  | 8.493 | Central | Single | 2014-07-28 | 2014-08-15 | 2014-07-28 | Executed
DC | Nash | Willam Rigby |  | Distribution |  | 16 | Solar | Residential | 671 Tant Road | Spring Hope | NC | 27882 | Approved | NM-NC Net Metering | PEC Carolinas | 2011-01-27 | Connected | Photovoltaic |  | 13 | Unknown |  | 2015-01-02 |  |  | Executed
DC |  | Alan Cribb | 120/240 | Distribution | 4 Westinghouse AC 190W Solar Panels | 0.76 | Solar | Residential | 205 Kentfield Ln | Spartanburg | SC | 29303 | Approved | NM-SC Net Metering | Carolinas | 2012-11-14 | Connected | Photovoltaic |  | 0.76 | Southern | Single | 2012-10-18 | 2012-11-12 | 2012-10-18 | Executed
DC | Buncombe | William S Maloney | 120/240 | Distribution | Qty 16 (315 Watt) Solar World SW 315XL Solar Panels | 5.04 | Solar | Residential | 100 Hawk Rdg | Asheville | NC | 28804 | Approved | NC NM-Net Metering for Renewable Energy Facilities | PEC Carolinas | 2015-01-09 | Connected | Photovoltaic |  | 5 | Western | Single | 2014-10-20 |  | 2014-10-20 | Executed
DC | Guilford | William L Cato | 120/240 | Distribution | Qty 12 Solarworld 280W Solar Panels | 3.36 | Solar | Residential | 5208 Lager Ct | McLeansville | NC | 27301 | Approved | NM-NC Net Metering | Carolinas |  | Pending Meter Set | Photovoltaic |  | 2.88 | Northern | Single | 2015-05-13 | 2015-06-09 | 2015-05-13 | Open
DC | Alamance | Alamance Community College | 120/240 | Distribution | 24 (235 Watt) Suniva ART235-60-2 Solar Panels | 5.64 | Solar | Non-Residential | 1247 Jimmie Kerr Road | Graham | NC | 27253 | Approved | SCG-NC Small Customer Generator Rider | Carolinas | 2012-05-11 | Connected | Photovoltaic |  | 5 | Northern | Single | 2012-04-12 |  | 2012-04-12 | Executed
DC | LAKE | William Silinski |  | Distribution |  | 7.35 | Solar | Residential | 214 CREPE MYRTLE DRIVE, SOLAR POWER | GROVELAND | FL | 34736 | Approved | NM-FL Net Metering | FL | 2013-11-19 | Connected | Photovoltaic |  | 6.248 | South Central |  | 2014-09-10 |  |  | Executed
DC | Marion | William Spell | 120/240 | Distribution |  | 7.14 | Solar | Residential | 1167 Fiesta Key Cir | Lady Lake | FL | 32159 | Approved | NM-FL Net Metering | FL | 2014-08-11 | Connected | Photovoltaic |  | 6.07 | North Coastal | Single | 2014-10-02 |  | 2014-10-02 | Executed
DC |  | William Sulek | 120/240 | Distribution | fourteen 224-W Sharp solar panels | 3.14 | Solar | Residential | 7004 Pickway | Cincinnati | OH | 45233 | Approved | Rider NM - Net Metering Rider - OH | OH/KY | 2011-05-24 | Connected | Photovoltaic |  | 3.136 | South | Single | 2011-05-17 |  | 2011-05-17 | Executed
DC | Pinellas | William T Adair | 120/240 | Distribution | Phono Solar | 2 | Solar | Residential | 5409 10th AVe S | St. Petersburg | FL | 33707 | Approved | NM-FL Net Metering | FL | 2014-09-08 | Connected | Photovoltaic |  | 1.7 | South Coastal | Single | 2014-09-28 |  | 2014-09-28 | Executed
DC | Orange | AKS Realty & Development - NM | 120/240 | Distribution |  | 2.8 | Solar | Non-Residential | 1119 U.S. 15-501 South | Chapel Hill | NC | 27517 | Approved | PP-N NC - Non-Hydroelectric Qualifying Facilities | Carolinas | 2009-01-30 | Connected | Photovoltaic | AKS Realty PV Installation | 2.8 | Northern | Single | 2011-04-07 |  | 2008-11-24 | Executed
DC | Orange | AKS Real Estate Holding, LLC | 208Y/120 | Distribution |  | 7.1 | Solar | Non-Residential | 1119 US 15 501 HWY S Unit #C | Chapel Hill | NC | 27517 | Approved | NM-NC Net Metering | Carolinas | 2012-07-09 | Connected | Photovoltaic |  | 7.1 | Northern | 3-phase | 2011-12-27 |  | 2011-12-27 | Executed
DC | Pinellas | William Vandervoort |  | Distribution |  | 5 | Solar | Residential | 1770 75TH AVE N | St Petersburg | FL | 33702 | Approved | NM-FL Net Metering | FL | 2009-10-20 | Connected | Photovoltaic |  | 4.25 | South Coastal |  | 2014-09-10 |  |  | Executed
DC | Vigo | William Vermillion | 120/240 | Distribution | Qty 64 Suniva 260 W Modules | 16.64 | Solar | Residential | 5437 Regan Pl N | West Terre Haute | IN | 47885 | Approved | Net Metering - Standard Contract Rider No. 57 | IN | 2014-05-22 | Connected | Photovoltaic |  | 16 | Northern | Single | 2014-04-30 |  | 2014-04-30 | Executed
DC | Pinellas | William Vincent | 120/240 | Distribution | Qty 40 (280 Watt) Solarworld SW280 Solar Panels | 11.2 | Solar | Residential | 3172 St Martin St | Tarpon Springs | FL | 34689 | Approved | NM-FL Net Metering | FL | 2015-01-20 | Connected | Photovoltaic |  | 9.52 | South Coastal | Single | 2015-01-13 |  | 2015-01-13 | Executed
DC | Pinellas | William Barnhart |  | Distribution |  | 7 | Solar | Residential | 1344 MARJOHN AVE | CLEARWATER | FL | 33756 | Approved | NM-FL Net Metering | FL | 2014-01-16 | Connected | Photovoltaic |  | 5.95 | South Coastal |  | 2014-09-10 |  |  | Executed
DC | Mecklenburg | Affinity Automation | 208Y/120 | Distribution | Qty 132 SunEdison 260 Silvantis Modules | 34.32 | Solar | Non-Residential | 11900 Sam Roper Dr | Charlotte | NC | 28269 | Approved | NM-NC Net Metering | Carolinas | 2014-01-24 | Connected | Photovoltaic |  | 30 | Central | 3-phase | 2013-12-06 | 2014-01-17 | 2013-12-06 | Executed
DC | Orange | William Clodfelter |  | Distribution |  | 4.2 | Solar | Residential | 1124 USTLER RD | Apopka | FL | 32712 | Approved | NM-FL Net Metering | FL | 2009-06-11 | Connected | Photovoltaic |  | 3.57 | North Central |  | 2014-09-10 |  |  | Executed
DC | Volusia | William W Mackay | 120/240 | Distribution | Qty 24 Solar World 280W Solar Panels | 6.72 | Solar | Residential | 227 Alexandra Woods Dr | Debary | FL | 32713 | Approved | NM-FL Net Metering | FL | 2015-05-11 | Connected | Photovoltaic |  | 5.712 | North Central | Single | 2015-04-27 |  | 2015-04-27 | Executed
DC | Orange | William O. Poteat | 120/240 | Distribution |  | 2.4 | Solar | Residential | 438 West Cameron Ave | Chapel Hill | NC | 27516 | Pending | NM-NC Net Metering | Carolinas |  | Pending | Photovoltaic |  | 2 | Northern | Single | 2015-05-11 |  | 2015-05-11 | Open
DC | Haywood | William Stanton | 120/240 | Distribution | QTY 14 Kyocera 250 KDGX-LFB2 Series Modules and QTY 16 Kyocera 205 Modules | 3.5 | Solar | Residential | 307 Sheep Pasture Road | Waynesville | NC | 28785 | Approved | NC NM-Net Metering for Renewable Energy Facilities | PEC Carolinas | 2014-07-22 | Connected | Reciprocating Engine |  | 5.22 | Western | Single | 2014-06-19 |  | 2014-06-19 | Executed
DC | Spartanburg | Advanced Testing Instrument Corporation - NM | 120/240 | Distribution |  | 5.28 | Solar | Non-Residential | 203 Parksouth Dr | Greer | SC | 29651 | Approved | NM-SC Net Metering | Carolinas | 2011-11-28 | Connected | Photovoltaic |  | 15 | Southern | 3-phase | 2011-11-01 |  | 2011-11-01 | Executed
DC | WAKE | William Werdel | 120/240 | Distribution |  | 3.99 | Solar | Residential | 5604 Laniel Ct. | Raleigh | NC | 27612 | Approved | NC NM-Net Metering for Renewable Energy Facilities | PEC Carolinas | 2014-03-18 | Connected | Photovoltaic |  | 3.19 | Northern | Single | 2014-01-16 |  | 2014-01-16 | Executed
DC | Butler | William Whitaker | 120/240 | Distribution | Eight Sharp 240w Solar Panels | 1.92 | Solar | Residential | 6407 Lakota Meadows Dr | Liberty Township | OH | 45044 | Approved | Rider NM - Net Metering Rider - OH | OH/KY | 2011-08-16 | Connected | Photovoltaic |  | 1.76 | South | Single | 2011-07-29 |  | 2011-07-29 | Executed
DC | Buncombe | William Winterhalter | 120/240 | Distribution | QTY 30 SUNIVA 260 OPTIMUS SOLAR MODULES | 7.8 | Solar | Residential | 85 Gray Duster Cir | Candler | NC | 28715 | Approved | NC NM-Net Metering for Renewable Energy Facilities | PEC Carolinas | 2014-08-27 | Connected | Photovoltaic |  | 10.13 | Western | Single | 2014-07-14 |  | 2014-07-14 | Executed
DC | LAKE | William Young |  | Distribution |  | 7.2 | Solar | Residential | 180 BAYOU BEND ROAD, SOLAR POWER | GROVELAND | FL | 34736 | Approved | NM-FL Net Metering | FL | 2013-06-12 | Connected | Photovoltaic |  | 6.12 | South Central |  | 2014-09-10 |  |  | Executed
DC | Pinellas | William Zazeckie |  | Distribution |  | 10 | Solar | Residential | 23 BIRDIE LN | PALM HARBOR | FL | 34683 | Approved | NM-FL Net Metering | FL | 2014-01-24 | Connected | Photovoltaic |  | 8.5 | South Coastal |  | 2014-09-10 |  |  | Executed
DC | Guilford | Advanced Technology | 480Y/277 | Distribution | Qty 811 BATS XTA 410 W Solar Panels | 332.51 | Solar | Non-Residential | 6106 W Market St | Greensboro | NC | 27409 | Approved | NM-NC Net Metering | Carolinas | 2014-09-08 | Connected | Photovoltaic |  | 256 | Northern | 3-phase | 2014-06-18 | 2014-08-29 | 2014-06-18 | Executed
DC | Pinellas | Willie G Daniels | 120/240 | Distribution | Qty 8 (250 Watt) Q-Cell QPro-G3/250 Solar Panels | 2 | Solar | Residential | 801 62nd PL S | St Petersburg | FL | 33705 | Approved | NM-FL Net Metering | FL | 2015-03-04 | Connected | Photovoltaic |  | 1.7 | South Coastal | Single | 2015-02-24 |  | 2015-02-24 | Executed
DC | Mecklenburg | Admark Graphic Systems | 208Y/120 | Distribution | Qty 728 Canadian Solr CSP245 | 178.36 | Solar | Non-Residential | 9700 Metromont Industrial Blvd | Charlotte | NC | 28269 | Approved | NM-NC Net Metering | Carolinas | 2013-12-30 | Connected | Photovoltaic |  | 170 | Central | 3-phase | 2013-10-18 | 2013-12-27 | 2013-10-18 | Executed
DC | Lake | Willis M Jones | 120/240 | Distribution |  | 6.5 | Solar | Residential | 317 SALT MARSH LN, SOLAR PWR | Groveland | FL | 34736 | Approved | NM-FL Net Metering | FL | 2014-12-11 | Connected | Photovoltaic |  | 5.53 | South Central | Single | 2014-12-19 |  | 2014-12-19 | Executed
DC | Greenville | Addison Corp | 120/240 | Distribution | QTY 700 Power House 12.5 Solar Shingles | 8.75 | Solar | Non-Residential | 1 Trails Edge CT | Greenville | SC | 29617 | Approved | NM-SC Net Metering | Carolinas | 2015-02-23 | Connected | Photovoltaic |  | 8 | Southern | Single | 2014-09-16 | 2015-02-19 | 2014-09-16 | Executed
DC | Seminole | Wilma Scharver |  | Distribution |  | 4.51 | Solar | Residential | 622 LAKE ORIENTA DR | ALTAMONTE SPRINGS | FL | 32701 | Approved | NM-FL Net Metering | FL | 2010-11-19 | Connected | Photovoltaic |  | 3.834 | North Central |  | 2014-09-10 |  |  | Executed
DC | Wilson | Wilson Farm 1, LLC |  | Distribution |  | 6240 | Solar | Non-Residential | 230 Morgan Street | Elm City | NC | 27822 | Approved | NC CSP27-Cogeneration and Small Power Producer-Sell All | PEC Carolinas | 2013-07-10 | Connected | Photovoltaic |  | 4975 | Unknown |  | 2014-10-21 |  | 2012-06-04 | Executed
DC | Orange | Addie Jacobson | 120/240 | Distribution | Qty 16 REC Peak Energy 260W Solar Panels | 4.16 | Solar | Residential | 417 W Corbin St. | Hillsborough | NC | 27278 | Approved | NM-NC Net Metering | Carolinas | 2015-02-03 | Connected | Photovoltaic |  | 4 | Northern | Single | 2015-01-19 | 2015-01-30 | 2015-01-19 | Executed
DC | Rockingham | William Solar, LLC |  | Distribution | Qty 21780 (285 Watt) Trina TSM-285 PA14 | 6207.3 | Solar | Non-Residential | 8429 Fairgrove Church Rd | Browns Summit | NC | 27214 | Cancelled | PP-N NC - Non-Hydroelectric Qualifying Facilities | Carolinas |  | Cancelled | Photovoltaic |  | 5000 | Northern | 3-phase | 2013-02-05 |  | 2013-02-05 | Cancelled
DC | VIGO | WINIFRED HOLLOWELL | 120/240 | Distribution | eight 175-W Suntech panels | 1.4 | Solar | Residential | 6030 S ERNEST ST | TERRE HAUTE | IN | 47802 | Approved | Net Metering - Standard Contract Rider No. 57 | IN | 2011-03-31 | Connected | Photovoltaic |  | 1.4 | Soutwest | Single | 2012-01-24 |  | 2012-01-24 | Executed
DC | Haywood | William Stanton |  |  |  | 7.1 | Solar | Residential | 307 Sheep Pasture Road | Waynesville | NC | 28785 | Approved | NC CSP-Cogeneration and Small Power Producer-Sell All | PEC Carolinas | 2009-05-21 | Connected | Photovoltaic |  | 5.68 | Northern |  | 2012-10-18 |  |  | Executed
DC | Guilford | Adam S Kendall | 120/240 | Distribution | QTY 16 (327 Watt) Sunpower SPR-327NE-WHT-D | 5.23 | Solar | Residential | 101 Steeple View Dr | Randleman | NC | 27317 | Approved | NM-NC Net Metering | Carolinas | 2013-11-01 | Connected | Photovoltaic |  | 5 | Northern | Single | 2013-09-30 | 2013-10-31 | 2013-09-30 | Executed
DC | Brown | William Swigert | 120/240 | Distribution | Qty 26 LG 305 W Soalr Panels | 7.93 | Solar | Residential | 881 Brown Hill Ln | Nashville | IN | 47448 | Pending | Net Metering - Standard Contract Rider No. 57 | IN |  | Pending | Photovoltaic |  | 6.5 | Southern | Single | 2015-05-15 |  | 2015-05-15 | Open
DC | Spartanburg | Adam Lockamy | 120/240 | Distribution | QTY 4 Sunmodule 270 SW | 1.8 | Solar | Residential | 663 Norwood St | Spartanburg | SC | 29302 | Approved | SC NM-Net Metering for Renewable Energy Facilities | Carolinas | 2014-05-27 | Connected | Photovoltaic |  | 0.86 | Southern | Single | 2014-05-08 | 2014-05-19 | 2014-05-08 | Executed
DC | Pinellas | Woodrow S. Webster | 120/240 | Distribution | Qty 40 Solar World250 Solar Panels | 10 | Solar | Residential | 5261 Pinehurst Ct | Oldsmar | FL | 34677 | Approved | NM-FL Net Metering | FL | 2015-01-27 | Connected | Photovoltaic |  | 8.5 | South Coastal | Single | 2015-01-23 |  | 2015-01-23 | Executed
DC |  | William Talley |  |  |  | 2.75 | Solar | Residential | 769 Settlers Lane | Kure Beach | NC | 11111 | Cancelled | NC NM-Net Metering for Renewable Energy Facilities | PEC Carolinas |  |  | Photovoltaic |  | 2.2 | Northern |  | 2012-10-18 |  |  | Cancelled
DC | Lincoln | Active Concepts, LLC | 460Y/265 | Distribution |  | 81.12 | Solar | Non-Residential | 107 Technology Drive | Lincolnton | NC | 28092 | Approved | PP-N NC - Non-Hydroelectric Qualifying Facilities | Carolinas | 2011-12-16 | Connected | Photovoltaic | Active Concepts PV Installation | 75 | Central | 3-phase | 2011-10-28 |  | 2011-10-28 | Executed
DC | Orange | William Terry Baker | 120/240 | Distribution |  | 4.08 | Solar | Residential | 207 Purple Leaf Pl | Carrboro | NC | 27510 | Approved | PP-N NC - Non-Hydroelectric Qualifying Facilities | Carolinas | 2009-05-08 | Superseded | Photovoltaic | Baker PV Installation | 4 | Northern | Single | 2011-04-07 |  | 2009-04-20 | Superceded
DC | Guilford | William V. H. Barker | 120/240 | Distribution |  | 3 | Solar | Residential | 2903 Northhampton Dr | Greensboro | NC | 27408 | Approved | SCG-NC Small Customer Generator Rider | Carolinas | 2008-08-11 | Cancelled | Photovoltaic |  | 3 | Northern | Single | 2011-04-07 |  | 2008-07-23 | Cancelled
DC | CHATHAM | William and Veronica Vanca | 120/240 |  |  | 3.1 | Solar | Residential | 141 Bingham Ridge | Pittsboro | NC | 27312 | Approved | NC CSP-Cogeneration and Small Power Producer-Sell All | PEC Carolinas | 2007-03-27 | Cancelled | Photovoltaic |  | 2.483 | Northern | Single | 2012-10-18 |  |  | Cancelled
DC | MOORE | William Vance-Holmes | 120/240 |  |  | 5.88 | Solar | Residential | 650 Aiken Road | Vass | NC | 28394 | Approved | NC CSP-Cogeneration and Small Power Producer-Sell All | PEC Carolinas | 2010-08-30 | Connected | Photovoltaic |  | 4.7 | Southern | Single | 2012-10-18 |  |  | Executed
DC | Iredell | ABT INC | 480Y/277 | Distribution | QTY 1204 Canadian Solar 250 Solar Panels | 301 | Solar | Non-Residential | 259 Murdock Rd | Troutman | NC | 28166 | Approved | PP-N NC - Non-Hydroelectric Qualifying Facilities | Carolinas | 2014-07-31 | Connected | Photovoltaic | ABT Inc | 260 | Central | Single | 2014-01-03 | 2014-07-15 | 2014-01-03 | Executed
DC | Pinellas | Www Partners Llp |  | Distribution |  | 50 | Solar | Non-Residential | 300 1ST AVE S ST | ST PETERSBURG | FL | 33701 | Approved | NM-FL Net Metering | FL | 2012-12-21 | Connected | Photovoltaic |  | 42.5 | South Coastal |  | 2014-09-10 |  |  | Executed
DC | Orange | Abraham Palmer | 120/240 | Distribution | Qty12 255W REC Solar Panels | 3.06 | Solar | Residential | 121 Circadian Way | Chapel Hill | NC | 27516 | Approved | NM-NC Net Metering | Carolinas | 2014-09-25 | Connected | Photovoltaic |  | 3 | Northern | Single | 2014-09-10 | 2014-09-22 | 2014-09-10 | Executed
DC | Caswell | Yanceyville Farm 2 LLC |  | Distribution |  |  | Solar | Non-Residential | 437 N. Carolina 62 | Blanch | NC | 27212 | Approved | NC CSP29-Cogeneration and Small Power Producer-Sell All | PEC Carolinas | 2015-04-21 | Connected | Photovoltaic |  | 5000 | Northern | 3-phase | 2014-10-21 |  | 2013-08-26 | Executed
DC | Caswell | Yanceyville Farm, LLC |  | Distribution |  | 6240 | Solar | Non-Residential | 3688 Hwy 62 N | Blanch | NC | 27212 | Approved | NC CSP27-Cogeneration and Small Power Producer-Sell All | PEC Carolinas | 2013-12-11 | Connected | Photovoltaic |  | 4975 | Unknown |  | 2014-10-21 |  | 2012-06-04 | Executed
DC | Groveland | Yeng Jen Chen | 120/240 | Distribution |  | 4.91 | Solar | Residential | 705 LAKE TARPON WAY | Groveland | FL | 34736 | Approved | NM-FL Net Metering | FL | 2014-12-04 | Connected | Photovoltaic |  | 4.17 | South Central | Single | 2014-12-10 |  | 2014-12-10 | Executed
DC | Orange | Yodlen Ching | 120/240 | Distribution | Canadian 28 | 7 | Solar | Residential | 907 SYCAMORE LN | Altamonte Springs | FL | 32714 | Approved | NM-FL Net Metering | FL | 2014-11-03 | Connected | Photovoltaic |  | 5.95 | North Central | Single | 2014-10-31 |  | 2014-10-31 | Executed
DC | Orange | Yogendra Shah |  | Distribution |  | 5.04 | Solar | Residential | 1448 LONG MEADOW WAY | Windermere | FL | 34786 | Approved | NM-FL Net Metering | FL | 2010-05-28 | Connected | Photovoltaic |  | 4.284 | South Central |  | 2014-09-10 |  |  | Executed
DC |  | Yohan Williams | 120/240 | Distribution | thirty Sharp 235-W solar modules | 7.05 | Solar | Residential | 5467 Libertywoods Dr | Liberty Township | OH | 45011 | Approved | Rider NM - Net Metering Rider - OH | OH/KY | 2012-08-15 | Connected | Photovoltaic |  | 6.45 | North | Single | 2012-08-07 |  | 2012-08-07 | Executed
DC | Forsyth | William W. Walker | 120/240 | Distribution |  | 3.3 | Solar | Residential | 2651 Forest Dr | Winston Salem | NC | 27104 | Approved | SCG-NC Small Customer Generator Rider | Carolinas | 2008-09-12 | Superseded | Photovoltaic |  | 3.3 | Northern | Single | 2011-04-07 |  | 2008-07-29 | Superceded
DC | WAKE | William Werdel | 120/240 |  |  | 3.99 | Solar | Residential | 5604 Laniel Ct. | Raleigh | NC | 27612 | Approved | NC CSP-Cogeneration and Small Power Producer-Sell All | PEC Carolinas | 2008-12-11 | Connected | Photovoltaic |  | 3.19 | Northern | Single | 2012-10-18 |  |  | Executed
DC | Seminole | Yoichi Negoro |  | Distribution |  | 7.6 | Solar | Residential | 5252 GARLANGER TRL | OVIEDO | FL | 32765 | Approved | NM-FL Net Metering | FL | 2013-01-14 | Connected | Photovoltaic |  | 6.46 | North Central |  | 2014-09-10 |  |  | Executed
DC | Lake | Yung D Cheng | 120/240 | Distribution |  | 8.25 | Solar | Residential | 326 SALT MARSH LN, SOLAR PWR | Groveland | FL | 34736 | Approved | NM-FL Net Metering | FL | 2015-01-30 | Connected | Photovoltaic |  | 7.01 | South Central | Single | 2015-01-13 |  | 2015-01-13 | Executed
DC | Greenville | 35 W Court St LLC | 120/240 | Distribution | Qty 63 (327 Watt) SunPower 327W Panels | 20.6 | Solar | Non-Residential | 35 W Court St | Greenville | SC | 29601 | Approved | NM-SC Net Metering | Carolinas | 2013-03-22 | Connected | Photovoltaic |  | 21 | Southern | 3-phase | 2013-02-14 | 2013-03-20 | 2013-02-14 | Executed
DC | Wake | Yvonne and Mickey Martin | 120/240 | Distribution | Qty 36 250W Hyundai Solar Panels | 9 | Solar | Residential | 3216 Optimist Farm Rd | Apex | NC | 27502 | Approved | NM-NC Net Metering | PEC Carolinas | 2014-12-18 | Connected | Photovoltaic |  | 6 | Northern | Single | 2014-11-10 |  | 2014-11-10 | Executed
DC |  | Zachariah J Mundy | 120/240 | Distribution | QTY 21 Datasheet 255 Crystalline Modules | 5.36 | Solar | Residential | 763 Village Dr S | Bloomington | IN | 47404 | Approved | Net Metering - Standard Contract Rider No. 57 | IN | 2014-03-18 | Connected | Photovoltaic |  | 5.355 | Southern | Single | 2014-01-24 |  | 2014-01-24 | Executed
DC | Orange | Zachary Daughtry | 120/240 | Distribution |  | 4.8 | Solar | Residential | 10342 Sun Villa Blvd | Orlando | FL | 32817 |  | NM-FL Net Metering | FL | 2014-08-11 | Connected | Photovoltaic |  | 4.08 | North Central | Single |  |  |  | Executed
DC | Montgomery | Williams Solar Farm LLC |  | Distribution |  |  | Solar | Non-Residential | US 220 Alt S | Candor | NC | 27229 | On Hold |  | PEC Carolinas |  | Pending | Photovoltaic |  | 5000 | Unknown | 3-phase | 2014-10-26 |  | 2014-09-15 | Open
DC | Henderson | 217 Getorin, LLC | 120/240 | Distribution | 40 Lumos, 240W & 3 ASP 240 W solar panels | 10.25 | Solar | Non-Residential | 611 N. Church St. | Hendersonville | NC | 28739 | Approved | NM-NC Net Metering | Carolinas | 2013-05-30 | Connected | Photovoltaic |  | 10.25 | Southern | Single | 2013-03-07 | 2013-05-07 | 2013-03-07 | Executed
DC | Henderson | 203 Neotrantor, LLC - NM | 120/240 | Distribution |  | 8.64 | Solar | Non-Residential | 203 6th Avenue West | Hendersonville | NC | 28739 | Approved | PP-N NC - Non-Hydroelectric Qualifying Facilities | Carolinas | 2009-10-13 | Connected | Photovoltaic | 203 Neotrantor PV Installation | 8.64 | Southern | Single | 2011-04-07 |  | 2009-05-20 | Executed
DC | Orange | Willie Radden | 120/240 | Distribution | Qty 4 Q.Pro-G3/250watts, solar panels | 1 | Solar | Residential | 6564 Lake Pembroke Pl | Orlando | FL | 32829 | Pending | NM-FL Net Metering | FL |  |  | Photovoltaic |  | 0.85 | South Central | Single | 2015-06-10 |  | 2015-06-10 | Open
DC |  | Willie Singletary | 120/240 |  | 10 255W Sunmodule Solar Panels | 2.55 | Solar | Residential | 4403 Yoken Rd | Florence | SC | 49505 | Pending | NM-SC Net Metering | PEC Carolinas | 2013-06-28 | Connected | Photovoltaic |  | 1.72 | Northern |  | 2013-05-06 |  | 2013-05-06 | Executed
DC | Lake | Zahir Ali | 120/240 | Distribution | 16X CSUN 280W | 4.48 | Solar | Residential | 1859 Harrier Ave | Clermont | FL | 34711 | Approved | NM-FL Net Metering | FL | 2014-09-30 | Connected | Photovoltaic |  | 3.808 | South Central | Single | 2014-09-29 |  | 2014-09-29 | Executed
DC | Warren | Zane Nolen | 120/240 | Distribution | twenty-two 250-W Suniva Optimus OPT250-6-4-1B0 solar panels | 5.5 | Solar | Residential | 1548 West Pekin Rd | Lebanon | OH | 45036 | Approved | Rider NM - Net Metering Rider - OH | OH/KY | 2014-06-25 | Connected | Photovoltaic |  | 5.5 | South | Single | 2014-06-13 |  | 2014-06-13 | Executed
DC | WARREN | A. JAMES YOCKEY | 120/240 | Distribution | Skystream 3.7 wind turbine | 2.4 | Wind | Residential | 6344 US RT 22-3 E | MORROW | OH | 45152 | Approved | Rider NM - Net Metering Rider - OH | OH/KY | 2010-01-27 | Connected | Turbine |  | 2.4 | North | Single | 2011-05-18 |  | 2011-05-18 | Executed
DC | Robeson | Wilmington Solar, LLC |  | Distribution | Qty 8667 (300 Watt) Canadian | 2600.1 | Solar | Non-Residential | Broadridge Rd | Lumberton | NC | 28358 | On Hold | NC CSP29-Cogeneration and Small Power Producer-Sell All | PEC Carolinas |  | Pending | Photovoltaic |  | 2002.1 | Southern | 3-phase | 2014-12-11 |  | 2014-12-11 | Open
DC | Lake | Aaron Arnold |  | Distribution |  | 7.5 | Wind | Residential | 1004 FORT MASON DR, NEW HOMES | Eustis | FL | 32726 | Approved | NM-FL Net Metering | FL | 2012-05-08 | Connected | Wind |  | 6.375 | North Central |  | 2014-09-10 |  |  | Executed
DC | Henderson | Wilsonart LLC |  | Distribution |  |  | Solar | Non-Residential | Cane Creek Industrial Park | Fletcher | NC | 28732 | Approved | NM-NC Net Metering | PEC Carolinas |  | Pending IA | Photovoltaic |  | 756 | Unknown |  | 2014-10-21 |  | 2014-08-14 | Open
DC | Granville | Winding Oak Solar Center LLC |  | Distribution | Qty 20,984 Yingli 305W | 6400.12 | Solar | Non-Residential | 6154 Hwy 15 | Oxford | NC | 27565 | On Hold |  | PEC Carolinas |  | Pending | Photovoltaic |  | 5000 | Unknown | 3-phase | 2014-09-16 |  | 2014-09-16 | Open
DC | Macon | Arrowood Construction | 120/240 | Distribution |  | 4.2 | Wind | Non-Residential | 60 Peach Orchard Rd | Franklin | NC | 28734 | Approved | PP-N NC - Non-Hydroelectric Qualifying Facilities | Carolinas | 2011-07-06 | Connected | Wind Turbine | Arrowood Wind Turbine Installation | 4 | Southern | Single | 2011-04-07 |  | 2010-07-16 | Executed
AC |  | CHARLES LOVE | 120/240 | Distribution | Skystream 3.7 wind turbine | 2.4 | Wind | Residential | 3676 COUNTY ROAD 600 E S | KOKOMO | IN | 46902 | Approved | Net Metering - Standard Contract Rider No. 57 | IN | 2011-12-12 | Connected | Turbine |  | 4.8 | Northern | Single | 2011-10-03 |  | 2011-10-03 | Executed
DC | Buncombe | Winston and Becky Martin | 120/240 | Distribution | Qty 9 (250 Watt) Conergy PH 250P | 2.25 | Solar | Residential | 25 Amangela Dr | Asheville | NC | 28806 | Pending | NC NM-Net Metering for Renewable Energy Facilities | PEC Carolinas |  | Pending | Photovoltaic |  | 1.94 | Western | Single | 2014-12-19 |  | 2014-12-19 | Open
DC | Rowan | Winston Ross | 120/240 | Distribution | QTY 44 Universal 250 TSM-PA05.8 Modules | 11 | Solar | Residential | 810 Fox Hollow LN | Salisbury | NC | 28146 | Approved | NM-NC Net Metering | Carolinas |  | Pending Meter Set | Photovoltaic |  | 9.46 | Central | Single | 2015-03-26 | 2015-06-16 | 2015-03-26 | Open
DC | Forsyth | Winston Salem Forsyth County Schools | 480Y/277 | Distribution |  | 4 | Solar | Non-Residential | 1615 Miller St | Winston Salem | NC | 27103 | Approved | SCG-NC Small Customer Generator Rider | Carolinas | 2003-10-01 | Cancelled | Photovoltaic |  | 4 | Northern | 3-phase | 2011-09-09 |  |  | Cancelled
DC | Robeson | Wire Grass Solar LLC |  | Distribution | Qty 21660 Canadian Solar CS6X-300P | 6498 | Solar | Non-Residential | NC 41 Hwy S | Lumberton | NC | 28358 | Cancelled |  | PEC Carolinas |  | Cancelled | Photovoltaic |  | 4800 | Unknown | 3-phase | 2014-12-22 |  | 2014-12-22 | Cancelled
DC |  | Wix Solar, LLC |  | Distribution | 46,667 Canadian CS6X-300P | 14000 | Solar | Non-Residential | Wix Rd. | Dillon | SC | 29536 | Pending |  | PEC Carolinas |  | Pending | Photovoltaic |  | 9600 | Unknown |  | 2015-04-28 |  | 2015-04-28 | Open
DC | Durham | Clearsense Properties, LLC | 208Y/120 | Distribution | Two (1500 Watt) Honeywell Wind Turbine WT6500 | 3 | Wind | Non-Residential | 502 Rigsbee Ave | Durham | NC | 27701 | Approved | SCG-NC Small Customer Generator Rider | Carolinas | 2012-04-12 | Connected | Turbine |  | 3 | Northern | 3-phase | 2012-03-01 |  | 2012-04-17 | Executed
DC | Henderson | David Eugene VanVoorhis | 120/240 | Distribution |  | 1.2 | Wind | Residential | 81 Denise Dr | Flat Rock | NC | 28731 | Approved | NM-NC Net Metering | Carolinas | 2009-10-16 | Connected | Wind Turbine |  | 1.2 | Southern | Single | 2011-04-07 |  | 2009-10-06 | Executed
DC | Lenoir | Wommack Farm, LLC |  | Distribution | Canadian Solar MaxPower, CS6X-300P Qty- 21,660 | 6498 | Solar | Non-Residential | Unknown | Kinston | NC | 28504 | Approved |  | PEC Carolinas |  | Pending | Photovoltaic |  | 4998 | Eastern | 3-phase | 2014-10-21 |  | 2013-10-07 | Open
AC | Rowan | David W. Rhodes | 120/240 | Distribution |  | 1 | Wind | Residential | 925 Mitchell Ave | China Grove | NC | 28023 | Approved | SCG-NC Small Customer Generator Rider | Carolinas | 2009-06-01 | Connected | Turbine |  | 1 | Central | Single | 2011-04-07 |  | 2007-04-16 | Executed
DC | Duplin | Woodland Church Farm, LLC - Strata Solar |  | Distribution | Canadian Solar, CS6X Qty- 21,660 | 30 | Solar | Non-Residential | 273 Woodland Church Road | Albertson | NC | 28508 | Approved |  | PEC Carolinas |  | Pending IA | Photovoltaic |  | 4998 | Eastern |  | 2014-10-21 |  | 2013-11-27 | Open
DC |  | Gerald White | 120/240 | Distribution | Qty 1 600 Watt Sunforce Wind Turbine | 0.6 | Wind | Residential | 1821 Beelor Rd. | Richmond | IN | 47374 | Approved | Net Metering - Standard Contract Rider No. 57 | IN | 2013-06-20 | Connected | Turbine |  | 0.6 | Northern | Single | 2013-05-03 |  | 2013-05-03 | Executed
DC | Yadkin | Wooten Farm, LLC |  | Distribution | Qty 21660 (300 Watt) Canadian Solar CS6X-300P | 6498 | Solar | Non-Residential | 3531 Indian Heaps Rd | East Bend | NC | 27018 | Cancelled | PP-N NC - Non-Hydroelectric Qualifying Facilities | Carolinas |  | Cancelled | Photovoltaic |  | 4500 | Northern | 3-phase | 2013-02-11 |  | 2013-02-11 | Cancelled
DC | MONROE | WORLDWIDE AUTO SERV | 208Y/120 |  | twenty 205-W Kyocera KD205GX solar panels | 4.1 | Solar | Non-Residential | 2661 SCHMALZ BLVD W | BLOOMINGTON | IN | 47403 | Approved | Net Metering - Standard Contract Rider No. 57 | IN | 2010-03-11 | Connected | Photovoltaic |  | 4.1 | Soutwest | 3 phase |  |  |  | Executed
DC | Wayne | Worth Haithcock | 120/240 | Distribution | QTY 12 Sunmodule 275 Panels | 3.3 | Solar | Residential | 102 Dobbs Pl | Goldsboro | NC | 27534 | Cancelled | NC NM-Net Metering for Renewable Energy Facilities | PEC Carolinas |  | Cancelled | Photovoltaic |  | 3 | Eastern | Single | 2015-01-19 |  | 2015-01-19 | Cancelled
DC | Vance | Wortham Solar Farm, LLC |  | Distribution | Qty 20,900 Canadian Solar 300 W Solar Panels | 6270 | Solar | Non-Residential | 2535 US 1 158 Hwy N | Henderson | NC | 27537 | Pending |  | PEC Carolinas |  | Pending | Photovoltaic |  | 5000 | Unknown | 3-phase | 2014-10-26 |  | 2014-10-26 | Open
AC | TIPPECANOE | Greater Lafayette Public Trans | 480Y/277 | Distribution | 2 (100kW) Northwind Turbines | 200 | Wind | Non-Residential | 1250 Canal Rd | Lafayette | IN | 47904 | Approved | Net Metering - Standard Contract Rider No. 57 | IN | 2011-07-12 | Connected | Turbine |  | 200 | North | 3 phase |  |  |  | Executed
AC | Tippecanoe | Greater Lafayette Public Trans | 480Y/277 | Distribution | 1 (100kW) Northwind Turbines | 100 | Wind | Non-Residential | 1250 Canal Rd | Lafayette | IN | 47904 | Approved | Net Metering - Standard Contract Rider No. 57 | IN | 2011-07-12 | Connected | Turbine |  | 100 | Northern | 3-phase |  |  |  | Executed
DC | Mecklenburg | WSOC Television, Inc.-North Tryon | 480Y/277 | Distribution | 550 (305 Watt) Suniva OPT 300-72-4-100 Solar Panel | 167.75 | Solar | Non-Residential | 1901 N Tryon St. | Charlotte | NC | 28206 | Cancelled | PP-N NC - Non-Hydroelectric Qualifying Facilities | Carolinas |  | Cancelled | Photovoltaic |  | 135 | Central | 3-phase | 2012-04-26 |  | 2012-04-26 | Cancelled
DC | Mecklenburg | WSOC Television, Inc.-The Plaza | 480Y/277 | Distribution | 2607 (305 Watt) Suniva OPT 300-72-4-100 Solar Panels | 630.74 | Solar | Non-Residential | 7735 The Plaza | Charlotte | NC | 28215 | Cancelled | PP-N NC - Non-Hydroelectric Qualifying Facilities | Carolinas |  | Cancelled | Photovoltaic |  | 500 | Central | 3-phase | 2012-04-26 |  | 2012-04-26 | Cancelled
DC | Polk | Highland Sand LLC |  | Distribution |  | 1.5 | Wind | Non-Residential | 2761 GOLFVIEW PARK CUTOFF RD, SHOP | BABSON PARK | FL | 33827 | Approved | NM-FL Net Metering | FL | 2012-07-03 | Connected | Wind |  | 1.275 | South Central |  | 2014-09-10 |  |  | Executed
DC | Guilford | Xuan Tran | 120/240 | Distribution | Qty 20 Suniva 270W Solar Panels | 5.4 | Solar | Residential | 6807 Trace Dr | Browns Summit | NC | 27214 | Pending | NM-NC Net Metering | Carolinas |  | Pending | Photovoltaic |  | 4.3 | Northern | Single | 2015-06-02 |  | 2015-06-02 | Open
DC | Kokomo | Jacob Rodabaugh | 120/240 | Distribution | Skystream 3.7 wind turbine | 2.4 | Wind | Residential | 12126 Cardinal Glen Drive | Galveston | IN | 46932 | Approved | Net Metering - Standard Contract Rider No. 57 | IN | 2011-11-14 | Connected | Turbine |  | 2.4 | Northern | Single | 2011-10-20 |  | 2011-10-20 | Executed
DC | Yadkin | Yadkinville Solar, LLC | 12,470Y/7,200 | Distribution | QTY 13,775 Hanwha 305 Modules | 4201.38 | Solar | Non-Residential | 2323 Old US HWY 421 | Yadkinville | NC | 27055 | Pending | PP-N NC - Non-Hydroelectric Qualifying Facilities | Carolinas |  | Pending IA | Photovoltaic |  | 3480 | Northern | 3-phase | 2014-10-01 |  | 2014-10-01 | Open
DC | Orange | James Dotson |  | Distribution |  | 2.4 | Wind | Residential | 9509 QUIET LN | Winter Garden | FL | 34787 | Approved | NM-FL Net Metering | FL | 2009-10-01 | Connected | Wind |  | 2.04 | South Central |  | 2014-09-10 |  |  | Executed
DC | Caswell | Yanceyville Farm 3 |  | Distribution |  |  | Solar | Non-Residential | Unknown | Blanch | NC | 27212 | Approved |  | PEC Carolinas |  | Pending IA | Photovoltaic |  | 4950 | Unknown |  | 2014-10-21 |  | 2013-09-04 | Open
DC | Cleveland | John Lemuel Rachels - NM | 120/240 | Distribution |  | 1.2 | Wind | Non-Residential | 2337 Hoey Church Rd | Shelby | NC | 28152 | Approved | SCG-NC Small Customer Generator Rider | Carolinas | 2009-12-28 | Connected | Wind Turbine |  | 1.2 | Central | Single | 2011-04-07 |  | 2009-12-17 | Executed
DC | Macon | Kenyon Murphy | 120/240 | Distribution |  | 1 | Wind | Residential | 315 Bears Paw TRL | Franklin | NC | 28734 | Approved | NM-NC Net Metering | Carolinas | 2011-12-19 | Connected | Turbine |  | 1 | Southern | Single | 2011-08-01 |  | 2011-08-01 | Executed
AC |  | Larry R Boughton | 120/240 | Distribution | Skystream 3.7 wind turbine | 2.4 | Wind | Residential | 662 700 W N | Tipton | IN | 46072 | Approved | Net Metering - Standard Contract Rider No. 57 | IN | 2011-07-20 | Connected | Turbine |  | 2.4 | Northern | Single | 2011-07-06 |  | 2011-07-06 | Executed
DC |  | Melink Inc - NM | 480Y/277 | Distribution | Aventa LoWind Turbine AV-7 wind turbine | 6.5 | Wind | Non-Residential | 5140 RIVER VALLEY RD | MILFORD | OH | 45150 | Approved | Rider NM - Net Metering Rider - OH | OH/KY | 2010-03-10 | Connected | Turbine |  | 36.26 | South | 3-phase |  |  |  | Executed
DC | Sampson | Nancy Barefoot | 120/240 | Distribution |  | 2.38 | Wind | Residential | 1191 Moltonville Rd. | Clinton | NC | 28328 | Approved | NC NM-Net Metering for Renewable Energy Facilities | PEC Carolinas | 2008-08-06 | Connected | Turbine |  | 1.9 | Eastern | Single | 2012-10-18 |  |  | Executed
DC | Carteret | NC Agricultural Foundation |  | Distribution | Bergey 10KW Excel Wind Turbine | 10 | Wind | Non-Residential | 810 Straits Road | Smyrna | NC | 28579 | Approved | SCG-NC Small Customer Generator Rider | PEC Carolinas | 2012-03-21 | Connected | Turbine |  | 10 | Eastern | Single | 2015-01-20 |  | 2015-01-20 | Executed
DC | Orange | UNC Chapel Hill Electric Dist. Systems - NM |  | Transmission |  | 6 | Solar | Non-Residential | 112 Airport Dr, CB 1856 | Chapel Hill | NC | 27514 | Approved | NM-NC Net Metering | Carolinas | 2010-09-28 | Superseded | Photovoltaic |  | 6 | Northern | 3-phase | 2011-04-07 |  | 2010-09-02 | Superceded
DC | Mecklenburg | Yuat Rmah | 120/240 | Distribution | qty 6 Renesola Virtus ii Module 250W solar panels | 1.5 | Solar | Residential | 5800 Pepperhill Rd | Charlotte | NC | 28212 | Pending | NM-NC Net Metering | Carolinas |  | Pending | Photovoltaic |  | 1.29 | Central | Single | 2015-03-24 |  | 2015-03-24 | Open
DC | FULTON | New Holland Roc Inc | 120/240 | Distribution | 10 kW Bergey Excel wind turbine | 10 | Wind | Non-Residential | 1260 100 S E | Rochester | IN | 46975 | Approved | Net Metering - Standard Contract Rider No. 57 | IN | 2008-11-25 | Connected | Turbine |  | 10 | North | Single |  |  |  | Executed
AC |  | Northwestern School Corp | 480Y/277 | Distribution | PowerWind 56US 900 kW wind turbine | 900 | Wind | Non-Residential | 4154 County Road 350 N W | Kokomo | IN | 46901 | Approved | Net Metering - Standard Contract Rider No. 57 | IN | 2012-06-12 | Connected | Turbine |  | 900 | Northern | 3-phase | 2012-06-04 |  | 2012-06-04 | Executed
DC | Mecklenburg | Packard Place Properties, LLC | 480Y/277 | Distribution | Two Honeywell WT6500 (1500 Watt) Wind Turbine | 3 | Wind | Non-Residential | 222 S Church St | Charlotte | NC | 28202 | Approved | NM-NC Net Metering | Carolinas | 2014-01-02 | Connected | Turbine |  | 3 | Central | Single | 2012-03-15 | 2012-08-27 | 2012-03-15 | Executed
DC |  | Paul A Schmidt | 120/240 | Distribution | Southwest Windpower Skystream 3.7 wind turbine | 2.4 | Wind | Residential | 2367 Gibbs Rd | Goshen | OH | 45122 | Approved | Rider NM - Net Metering Rider - OH | OH/KY | 2012-11-06 | Connected | Turbine |  | 2.4 | South | Single | 2012-09-25 |  | 2012-09-25 | Executed
AC | PUTNAM | Putnamville Correctional Fac | 120/240 | Distribution | Bergey Excel 10 kW wind turbine | 10 | Wind | Non-Residential | 6346 County Road 200 W S | Greencastle | IN | 46135 | Approved | Net Metering - Standard Contract Rider No. 57 | IN | 2008-08-12 | Connected | Turbine |  | 10 | Soutwest | Single |  |  |  | Executed
DC | Warren | Richard Welling | 120/240 | Distribution | 10 kW Bergey wind turbine | 10 | Wind | Residential | 2707 Waynesville Rd S | Morrow | OH | 45152 | Approved | Rider NM - Net Metering Rider - OH | OH/KY | 2012-11-02 | Connected | Turbine |  | 10 | South | Single | 2012-09-25 |  | 2012-09-25 | Executed
DC | Spartanburg | Spartanburg County Parks Dept | 480Y/277 | Distribution | Windspire Mirah Power 800021 | 1.2 | Wind | Non-Residential | 285 Gano DR | Reidville | SC | 29375 | Approved | NM-SC Net Metering | Carolinas | 2012-06-25 | Connected | Turbine |  | 1.2 | Southern | 3-phase | 2012-03-06 |  | 2012-03-06 | Executed
AC | Lafayette | Wabash National L.P. |  | Distribution | 2.4 kW Skystream wind turbine | 2.4 | Wind | Non-Residential | 1000 Sagamore PKWY S | Lafayette | IN | 47905 | Approved | Net Metering - Standard Contract Rider No. 57 | IN | 2012-10-23 | Connected | Turbine |  | 2.4 | Northern | 3-phase | 2012-02-20 |  | 2012-02-20 | Executed
DC | Wilkes | Wilkes County Board of Education | 480Y/277 | Distribution |  | 2.4 | Wind | Non-Residential | 2776 Yellow Banks RD | N Wilkesboro | NC | 28659 | Approved | NM-NC Net Metering | Carolinas | 2012-02-01 | Connected | Turbine |  | 2.4 | Northern | 3-phase | 2011-10-18 |  | 2011-10-18 | Executed
DC | Buncombe | Zdenek & Milena Holy | 120/240 | Distribution | qty 29 SolarWorld Sunmodule SW 280 PV Modules | 8.12 | Solar | Residential | 54 Rice Meadows | Asheville | NC | 28804 | Pending | NC NM-Net Metering for Renewable Energy Facilities | PEC Carolinas |  | Pending | Photovoltaic |  | 7.6 | Western | Single | 2015-06-02 |  | 2015-06-02 | Open
DC | Mecklenburg | Zenita Jordan | 120/240 | Distribution | Qty 40 REC (260 Watt) REC260PE BLK Solar Panels | 10.4 | Solar | Residential | 9026 Woodland Park Ln. | Charlotte | NC | 28214 | Pending | NM-NC Net Metering | Carolinas |  | Pending | Photovoltaic |  | 9.6 | Central | Single | 2015-05-26 |  | 2015-05-18 | Open
DC | Hamilton | Zoological Society | 4,160Y/2,400 |  | Windspire Wind Turbine build in Inverter | 1.2 | Wind | Non-Residential | 3400 Vine St | Cincinnati | OH | 45220 | Approved | Rider NM - Net Metering Rider - OH | OH/KY | 2010-12-31 | Superseded | Turbine |  | 30.52 | Central | 3-phase |  |  |  | Superceded
DC | HAMILTON | Zoological Society | 12,470Y/7,200 |  | one hundred sixty-eight 115-W Evergreen Solar, Inc. solar panels | 19.32 | Solar | Non-Residential | 3400 Vine St | Cincinnati | OH | 45220 | Approved | Rider NM - Net Metering Rider - OH | OH/KY | 2006-01-01 | Superseded | Photovoltaic |  | 19.32 | Central | 3-phase |  |  |  | Superceded
DC | HAMILTON | Zoological Society | 4160Y/2400 |  | Forty-Eight 224-W Sharp ND-224U1F Solar Panels | 10.75 | Solar | Non-Residential | 3400 Vine St | Cincinnati | OH | 45220 | Approved | Rider NM - Net Metering Rider - OH | OH/KY | 2008-12-31 | Superseded | Photovoltiac |  | 29.32 | Central | 3 phase |  |  |  | Superceded
DC | Hamilton | Zoological Society | 4,160Y/2,400 |  | six thousand three hundred eighty-four 245-W SolarWorld Sunmodule panels | 1564.08 | Solar | Non-Residential | 3400 Vine St | Cincinnati | OH | 45220 | Approved | Rider NM - Net Metering Rider - OH | OH/KY | 2011-04-07 | Superseded | Photovoltaic |  | 1380.52 | Central | 3-phase |  |  |  | Superceded
DC | HAMILTON | Zoological Society | 4160Y/2400 |  | one hundred twenty 255-W REC Solar REC255PE solar panels | 30.6 | Solar | Non-Residential | 3400 Vine St | Cincinnati | OH | 45220 | Pending | Rider NM - Net Metering Rider - OH | OH/KY | 2014-08-26 | Connected | Photovoltiac |  | 1412.2 | Central | 3 phase | 2014-06-19 |  | 2014-06-19 | Executed
DC | Mecklenburg | Zula Stafford | 120/240 | Distribution | qty 8 Renesola 250 W PV Modules | 2 | Solar | Residential | 8813 Bedford Rd | Charlotte | NC | 28214 | Pending | NM-NC Net Metering | Carolinas |  | Pending | Photovoltaic |  | 1.72 | Central | Single | 2015-04-27 |  | 2015-04-27 | Open
DC | Robeson | ZV Solar 1 |  | Distribution |  |  | Solar | Non-Residential | Unknown | Red Springs | NC | 28377 | Approved |  | PEC Carolinas |  | Pending | Photovoltaic |  | 4998 | Unknown |  | 2014-10-21 |  | 2014-07-21 | Open
DC | Robeson | ZV Solar 2 |  | Distribution |  |  | Solar | Non-Residential | Unknown | Red Springs | NC | 28377 | Approved |  | PEC Carolinas |  | Pending | Photovoltaic |  | 4998 | Unknown |  | 2014-10-21 |  | 2014-07-21 | Open
DC | Robeson | ZV Solar 3 |  | Distribution |  |  | Solar | Non-Residential | Unknown | Red Springs | NC | 28377 | Approved |  | PEC Carolinas |  | Pending | Photovoltaic |  | 4998 | Unknown |  | 2014-10-21 |  | 2014-07-21 | Open